{"text_format":"1","workbook":"xlsx","n_sheets":4,"sheets":["AC","AH","BB","PivotTable"],"not_rendered":{"charts":0,"images":0,"macros":1,"external_links":0,"defined_names":0,"comments":1,"pivot_tables":1},"unopened":[],"bounds":{"document_bytes":16777216,"sheet_cells":100000,"rows_first":2000,"rows_last":500,"rows_between":2000,"halvings":0,"cell_chars":16384,"cell_head_chars":4096},"cells_cut":0,"cells_raw":0,"read":"whole","date_system":"1900"}

{"sheet":"AC","index":0,"n_rows":1418,"n_cols":6,"rows_kept":1418,"cut":false,"hidden":false,"merged":[]}
[null,"TableAC"]
[null,"Code","Desc_AC","Qty_AC","Cat_AC","Cost_AC"]
[null,"ADD001","ADDRESSER MANUAL",1,"C","By Trust"]
[null,"AIR001","Air temperature sensor",99,"A1","In Base Cost Plan"]
[null,"AIR008","Air temperature sensor, ceiling mounted",40,"A1","In Base Cost Plan"]
[null,"ALA001","ALARM security, push button, wall mounted",19,"A1","In Base Cost Plan"]
[null,"ALA015","ALARM UNIT audible, wall mounted",4,"A1","In Base Cost Plan"]
[null,"ALA9003","ALARM: oxygen depletion",1,"A1","In Base Cost Plan"]
[null,"ANA007","ANAESTHETIC MACHINE/WORKSTATION, MRI compatible, supplied complete with trolley, shelf, ventilator with breathing circuit and 1 x vaporiser",4,"C","By Trust"]
[null,"ANA045","ANALYSER Glucose, 305H 300W 100D",3,"C","By Trust"]
[null,"ANA050","ANALYSER, blood gas with electrolytes, 510H 560W 485D",4,"C","By Trust"]
[null,"ANA055","ANALYSER, haemotology, semiautomatic, 7 parameters, bench top, 380H 280W 270D",1,"C","By Trust"]
[null,"ANA057","ANALYSER, blood gas, 490H 410W 460D",1,"C","By Trust"]
[null,"ANA9002","ANAESTHETIC APPARATUS with ventilator, suction, and integral multi-parameter monitoring, mobile, 1580x565x695mm",20,"C","By Trust"]
[null,"ANA9006","ANAESTHETIC APPARATUS, with integral multi-parameter monitoring, anaesthetic room, mobile, 1580x565x695mm",18,"C","By Trust"]
[null,"ANA93101","ANALYSER, Large bench top, blood culture",1,"C","By Trust"]
[null,"ANA9702","ANALYSER, urine, dirty utility",24,"C","By Trust"]
[null,"APR9530","APRON, lead, full, 2mm pb.",34,"C","By Trust"]
[null,"AUD9307","SOUND SYSTEM/PA, Chapel",1,"A1",500]
[null,"AUD9339","SOUND SYSTEM/PA, performance space",1,"C","By Trust"]
[null,"AUD9630","INDUCTION LOOP SYSTEM, hearing aid",11,"A1","In Base Cost Plan"]
[null,"BAC002","BACKREST, WC/toilet, padded, wall mounted",274,"A1","In Base Cost Plan"]
[null,"BAL008","BALANCE, analytical, 510g, 415H 240W 520D",1,"C","By Trust"]
[null,"BAL011","BALANCER, electronic, 2 kg, 180H 60W 240D",2,"C","By Trust"]
[null,"BAL012","BALANCER, electronic, 5 kg, 70H 20W 250D",1,"C","By Trust"]
[null,"BAL016","BALER, electric, for use with 240L and 360L wheelie bins, 1760H 610W 1120D",1,"A1",5000]
[null,"BAS015","BASIN, small, stainless steel, apron front, 1 tap hole, 500W 400D",49,"A1","In Base Cost Plan"]
[null,"BAS101","BASIN, medium, hospital pattern, vitreous china, no tap holes, no overflow, integral back outlet, 500W 400D. HTM64LBHM",521,"A1","In Base Cost Plan"]
[null,"BAS105","BASIN, small, general pattern, vitreous china, 1 tap right hand hole, no overflow, bottom outlet, 400W 300D, HTM64LBGS",161,"A1","In Base Cost Plan"]
[null,"BAS106","BASIN, medium, general pattern, vitreous china, 1 tap right hand hole, no overflow, bottom outlet, 500W 400D. HTM64LBGM",18,"A1","In Base Cost Plan"]
[null,"BAS107","BASIN, medium, general pattern, vitreous china, 2 tap holes, no overflow, bottom outlet, 500W 400D, HTM64LBGM",22,"A1","In Base Cost Plan"]
[null,"BAS109","BASIN, large, general pattern, vitreous china, 2 tap holes, no overflow, bottom outlet, 600W 500D, HTM64LBGL",8,"A1","In Base Cost Plan"]
[null,"BAS9999","BASIN, 'baby bath sink', 659W 422D",205,"A1","In Base Cost Plan"]
[null,"BAT008","BATH, general pattern, no tap holes, no overflow, no handgrips, 480-500H 1700W 800D. HTM64BAG",5,"A1","In Base Cost Plan"]
[null,"BAT015","BATH, variable height, with control panel and all services, 1900W 740D",9,"A1",8700]
[null,"BED003","COT baby, dropside, standard size, 850H 1200L 600W",25,"C","By Trust"]
[null,"BED004","BED, divan style, fixed height, with legs, 1950L 900W",10,"C","By Trust"]
[null,"BED013","BED Kings Fund, variable height, two-way tilt, adjustable backrest, bedstripper, on castors",8,"C","By Trust"]
[null,"BED015","BED variable height, two-way tilt, adjustable backrest and knee-break, built-in bed extension with mattress retainer, electrically operated, on castors, 380-780H 2260/2430L 1010W",219,"C","By Trust"]
[null,"BED016","BED, CCU/ITU, radio translucent rising backrest, two-way tilt, height adjustable (685-860), on castors",44,"C","By Trust"]
[null,"BED020","BED, fold down",52,"A2",1200]
[null,"BED022","BEDHEAD SERVICES UNIT - TRUNKING MOUNTED incorporating:\nElectrical panel -\n 6x Double socket outlet \n 1x  Bedlight control switch; ON/DIM/OFF\n 1x Bedlight fuse unit\nPatient/Nurse call panel -\n  1x Reset switch/Indicator lamp\n  1x Socket for handset",14,"A2","In Base Cost Plan"]
[null,"BED025","MEDICAL SUPPLY UNIT, may include socket and parking bracket/clip for patient handset and bedside light controls",219,"A2","In Base Cost Plan"]
[null,"BED030","BED headboard single",10,"C","By Trust"]
[null,"BED902","BED HEAD BUFFER/DOCKING device, bed and wall protection, vertical, wall mounted, (internal clearance 1000-1400)",269,"A2",120]
[null,"BED9400","ORTHOPAEDIC ATTACHMENTS, for King's fund bed, complete set for 1 bed. To include all poles, attachments, weights, clamps, harness, etc.",12,"C","By Trust"]
[null,"BEN002","PLAY-BENCH UNIT, with 3 storage boxes, 360H 1035W 470D",8,"A2",200]
[null,"BID001","BIDET, hospital pattern, vitreous china, thermostatic mixer, 1 tap hole no overflow, sensor operated spout, 400H 375W 600D. HTM64BDH",1,"A1","In Base Cost Plan"]
[null,"BIN002","BIN, disposal, general purpose, 710H 460 dia.",1,"C","By Trust"]
[null,"BIN003","BIN, disposal, general purpose, liner, mobile",2,"C","By Trust"]
[null,"BIN005","BIN, disposal, pedal, small, 350H 250 dia.",2,"C","By Trust"]
[null,"BIN007","BIN, storage, complete with drop on lid, mobile, 550H 610W 510D",27,"C","By Trust"]
[null,"BIN016","BIN, disposal, commercial type, large, (wheelie bin), 1100H 660W 700D",1,"C","By Trust"]
[null,"BIN018","BIN, disposal, commercial type, large, (Eurobin), 1465H 1360W 1220D",82,"C","By Trust"]
[null,"BIN023","BIN, flammable waste, hinged lid. Complies with HTM83/1983 and BS476PT 7 (1971) for class '0' fire retardancy",2,"C","By Trust"]
[null,"BIN025","BIN, disposal, standard, pedal, epoxy coated steel, radioisotope symbol, 17 litres 6mm lead, 640H 240W 360D",3,"C","By Trust"]
[null,"BIN027","BIN, disposal, sealed, operated with one hand, nominal 480H 200W",316,"C","By Trust"]
[null,"BIN028","BIN, disposal, sealed, operated with one hand, nominal 420H 155W 490D",1,"C","By Trust"]
[null,"BIN037","BIN wheelie, 770 litre, 1360H1360W 800D",100,"C","By Trust"]
[null,"BIN9001","BIN, waste paper",580,"C","By Trust"]
[null,"BIN9303","BIN, sanitary towel disposal",336,"C","By Trust"]
[null,"BIN9329","SKIP, recycling",4,"A1",1200]
[null,"BLI9603","Boxed Blackout BLIND",2,"A1","In Base Cost Plan"]
[null,"BOA006","BOARD, marker, whiteboard, dry-wipe, with pen holder, wall mounted, 1200H1800W",20,"A1",60]
[null,"BOA012","BOARD, display/notice, wall mounted, 900H 600W",136,"A1",45]
[null,"BOA013","BOARD, display/notice, wall mounted, 900H 1200W",444,"A1",60]
[null,"BOA022","BOARD, display/notice, magnetic, wall mounted, 900H 600W",209,"A1",60]
[null,"BOA027","BOARD, marker/display, whiteboard, magnetic, dry-wipe, with pen holder, wall mounted, 1200H 1800W",6,"A1",100]
[null,"BOA034","BOARD, marker, whiteboard, dry-wipe, with pen holder, wall mounted, 600H 900W",128,"A1",60]
[null,"BOA036","BOARD, marker, whiteboard, dry-wipe, with pen holder, wall mounted, 1200H 600W",4,"A1",80]
[null,"BOA037","BOARD, marker, whiteboard, dry-wipe, with pen holder, wall mounted, 900H 1200W",103,"A1",90]
[null,"BOA051","BOARD, flip chart, height adjustable, freestanding",21,"C","By Trust"]
[null,"BOA058","*BOARD, display, washable, wall mounted, 600H 600W. Replaced by: BOA034",1,"A1",50]
[null,"BOA101","BOARD, ironing, metal frame, height adjustable, mesh top, 930H 1220W 430D",4,"C","By Trust"]
[null,"BOA201","BOARD, dissecting processed rubber, 100H 550W 350D",2,"C","By Trust"]
[null,"BOA202","BOARD, dissecting, polypropylene, 300H 800W 300D",2,"C","By Trust"]
[null,"BOA9014","ADJUSTABLE BACKGROUND COVE LOCK SYSTEM, 2800x3500mm,  (Photography Studio)",1,"A1",3000]
[null,"BOA9560","BOARD, display, 2000x2000mm, free-standing",4,"C","By Trust"]
[null,"BOD033","BODY STORE, 4 deg.C, 3 - 5 tier adjustable, single ended, right hand bay, lockable, nominal 2600H 900W 2400D",1,"A2",200]
[null,"BOD036","BODY STORE, 4 deg.C, extra wide, 3 - 5 tier adjustable, single ended, left hand bay, lockable, nominal 2600H 1100W 2400D",1,"A2",13000]
[null,"BOO006","BOOKCASE, 3 shelves, wood doors, 1440H 800W 500D",7,"C","By Trust"]
[null,"BOO016","BOOKCASE, 3 shelves, cupboard under, 1800H 940W 350D",104,"C","By Trust"]
[null,"BOT001","BOTTLE, eye irrigation, emergency, with internal application, fix panel",3,"B2",20]
[null,"BOX9000","BOX, wave guide, MRI compatible",1,"A1",""]
[null,"BRA003","BRACKET, holder, suction unit, wall mounted",4,"B2",20]
[null,"BRA004","BRACKET, holder, suction unit, trunking mounted",214,"B2",20]
[null,"BRA010","BRACKET, TV, height adjustable, ceiling mounted",3,"B2",20]
[null,"BRA013","BRACKET, TV, height adjustable, wall mounted",2,"B2",20]
[null,"BRA021","BRACKET, basin, adjustable height, wall mounted",1,"A1","In Base Cost Plan"]
[null,"BRA9050","BRACKET and shelf wall mounted to support patient monitor",64,"B2",20]
[null,"BUC003","BUCKET, plaster, with stand, mobile, 900H 300W 300D",1,"C","By Trust"]
[null,"CAB019","CABINET, drying, glassware, 1625H 1170W 610D",1,"C","By Trust"]
[null,"CAB024","CABINET, filing, 2 drawer, 710H 470W 620D",283,"C","By Trust"]
[null,"CAB025","CABINET, filing, 4 drawer, 1320H 465W 620D",29,"C","By Trust"]
[null,"CAB034","CABINET warming, contrast media, stainless steel, wall mounted",5,"A1",2500]
[null,"CAB036","CABINET warming, lotion, 48x1 litre, 1320H 620W 630D",17,"A2",1600]
[null,"CAB041","CABINET, specimen storage, ventilated, 200H 900W 900D",3,"A2",4500]
[null,"CAB042","CABINET + cabinet dolly cart , bottle store, flammable liquids, mobile, 1040H 710W 485D",4,"C","By Trust"]
[null,"CAB047","CABINET, urine test, lockable, wall mounted, 550H 600W 300D",24,"A1",120]
[null,"CAB049","CABINET, lateral filing, 6 rails, 2 door, 1970H 1000W 470D",2,"C","By Trust"]
[null,"CAB052","CABINET, slide storage, 14 drawer, capacity 6000 slides, 140H 480W 480D",23,"C","By Trust"]
[null,"CAB053","*CABINET, lateral filing, 6 rails, 2 door, 2100H 800W 500D. Replaced by: CAB049",1,"C","By Trust"]
[null,"CAB054","*CABINET, lateral filing, 4 rails, 2 door, 1700H 800W 500D. Replaced by: CAB057",1,"C","By Trust"]
[null,"CAB059","CABINET, closed top 2 shelves, 2 suspension filing rails, front panels, 1650H 1000W 470D",123,"C","By Trust"]
[null,"CAB061","CABINET, controlled drugs, 1800H 1000W 460D",2,"A2",1500]
[null,"CAB066","CABINET, roller shutter, screen-hung/wall mounted, 430H 800W 430D",2,"A1",440]
[null,"CAB067","CABINET, respirator, including apparatus, disposable respirators pk of 12 included, 500H 500W 200D",2,"A1",75]
[null,"CAB072","CABINET, exhaust protective, Class 1 microbiological safety BS5726, recirculating with integral fan and dual in line hepa filters,1420H 1200W 620D",4,"A2",8000]
[null,"CAB115","CABINET chemical storage, underbench, lockable,  500H 400W 600D",1,"C","By Trust"]
[null,"CAB9665","CABINET, drugs, for staff or parent dispensing medication, lockable, wall mounted, 315H 210W 155D",136,"A2",300]
[null,"CAL000C","PANIC ALARM, staff to security staff",1,"A1","In Base Cost Plan"]
[null,"CAL001","BELL/BUZZER push, wall mounted",3,"A1","In Base Cost Plan"]
[null,"CAL002","PUSH BUTTON patient/staff call, wall mounted",21,"A1","In Base Cost Plan"]
[null,"CAL003","PUSH BUTTON patient/staff call with socket for extension pear push, wall mounted",33,"A1","In Base Cost Plan"]
[null,"CAL004","EMERGENCY CALL BUTTON, patient nurse call",4,"A1","In Base Cost Plan"]
[null,"CAL005","CEILING PULL CORD patient/staff call",29,"A1","In Base Cost Plan"]
[null,"CAL006","PULL CORD SWITCH help call with reassurance lamp, ceiling mounted",699,"A1","In Base Cost Plan"]
[null,"CAL007","PUSH BUTTON staff emergency call, reset and integral/adjacent indicator lamp, wall mounted",131,"A1","In Base Cost Plan"]
[null,"CAL008","PUSH BUTTON staff crash call, reset and integral/adjacent indicator lamp, wall mounted",208,"A1","In Base Cost Plan"]
[null,"CAL009","CEILING PULL CORD staff emergency call",15,"A1","In Base Cost Plan"]
[null,"CAL012","RESET UNIT with repeat lamp, patient/staff call",398,"A1","In Base Cost Plan"]
[null,"CAL015","LAMP repeat patient call, wall mounted (red)",28,"A1","In Base Cost Plan"]
[null,"CAL016","SWITCH staff call transfer, wall mounted",4,"A1","In Base Cost Plan"]
[null,"CAL017","LAMP repeat and buzzer with attenuating switch patient/staff call, wall mounted, (red)",5,"A1","In Base Cost Plan"]
[null,"CAL020","LAMP repeat staff emergency call, wall mounted, (green)",169,"A1","In Base Cost Plan"]
[null,"CAL021","LAMP repeat staff emergency call, ceiling mounted, (green)",44,"A1","In Base Cost Plan"]
[null,"CAL022","LAMP repeat patient call, ceiling mounted, (red)",2,"A1","In Base Cost Plan"]
[null,"CAL028","BELL, call, wall mounted",5,"A1","In Base Cost Plan"]
[null,"CAL029","LAMP patient reassurance, wall mounted",55,"A1","In Base Cost Plan"]
[null,"CAL030","LAMP patient reassurance, ceiling mounted",35,"A1","In Base Cost Plan"]
[null,"CAL034","LAMP repeat call (patient/staff or staff emergency or cardiac call)",330,"A1","In Base Cost Plan"]
[null,"CAL043","PUSH BUTTON patient/staff call with socket for extension pear push, trunking mounted",9,"A1","In Base Cost Plan"]
[null,"CAL047","PUSH BUTTON staff emergency call, reset and integral/adjacent indicator lamp, trunking mounted",302,"A1","In Base Cost Plan"]
[null,"CAL050","HANDSET patient's typical facilities:\nNurse call button with reassurance\nChannel display\nChannel selection\nVolume control\nBedlight control",18,"C","By Trust"]
[null,"CAL9003","PUSH BUTTON staff emergency call, reset and integral/adjacent indicator lamp, trunking mounted, MRI compatile",1,"A1","In Base Cost Plan"]
[null,"CAM900","CAMERA, CCTV, wide angle, fixed focal length, MRI compatible",1,"C","By Trust"]
[null,"CAM9200","VIDEO CAMERA, with tripod",1,"C","By Trust"]
[null,"CAM9312","TRIPOD, cameral",2,"C","By Trust"]
[null,"CAM9351","CAMERA, digital",2,"C","By Trust"]
[null,"CAN010","CANOPY ultra clean ventilation (UCV), operating theatre, 2000mm clear from floor level underside, 3200W 3200D",5,"A2","In Base Cost Plan"]
[null,"CAT002","MINI KITCHEN (combined unit) with refrigerator and microwave, sink top, wall cabinet, cupboard and drawers, laminate backboard, 1970H 1200W 600D",3,"A1",1200]
[null,"CAT003","MINI KITCHEN (combined unit) with refrigerator, sink top, wall cabinet, cupboard and drawers, laminate backboard, 1970H 1200W 600D",1,"A1",1200]
[null,"CAT005","DISPLAY UNIT, bench top, hot snacks, 500H 500W 400D",1,"A1",600]
[null,"CAT007","WINGED INSECT KILLER UNIT, electric, stainless steel, wall mounted, 410H 315W 186D",2,"A1",600]
[null,"CEN004","CENTRIFUGE, bench, includes: swingout, various fixed angle and microplate rotors and inserts, 300H 300W 300D",1,"C","By Trust"]
[null,"CEN005","CENTRIFUGE, cell washing (coomb's) bench mounted, 260H 260W 320D",2,"C","By Trust"]
[null,"CEN011","CENTRIFUGE, refrigerated, bench mounted, 395H 640W 595D",2,"C","By Trust"]
[null,"CEN012","CENTRIFUGE, floor standing, mobile, 700H 670W 720D",3,"C","By Trust"]
[null,"CEN016","CENTRIFUGE, refrigerated, floor standing, 1140H 760W 990D",3,"C","By Trust"]
[null,"CEN017","CENTRIFUGE, sealed buckets, mass 55kg, bench mounted, 340H 470W 550D",8,"C","By Trust"]
[null,"CEN018","CENTRIFUGE, sealed buckets, 0-4000 RPM, bench mounted, 360H 490W 540D",8,"C","By Trust"]
[null,"CEN021","CENTRIFUGE micro, high speed, 250H 305W340D",1,"C","By Trust"]
[null,"CEN9250","CENTRAL MONITOR SYSTEM, 6 patient",1,"C","By Trust"]
[null,"CEN9270","CENTRAL MONITOR SYSTEM, 8 patient",1,"C","By Trust"]
[null,"CEN9310","CENTRAL MONITOR SYSTEM, 10 patient, with telemetry",1,"C","By Trust"]
[null,"CEN9311","CENTRAL MONITOR SYSTEM, 10 patient",1,"C","By Trust"]
[null,"CEN9340","CENTRAL MONITOR SYSTEM, 12 patient",1,"C","By Trust"]
[null,"CEN9346","CENTRAL MONITOR SYSTEM, 30 patient, with telemetry",1,"C","By Trust"]
[null,"CEN9350","CENTRAL MONITOR SYSTEM, 16 patient",1,"C","By Trust"]
[null,"CEN9353","CENTRAL MONITOR SYSTEM, 18 patient, with telemetry",1,"C","By Trust"]
[null,"CEN9520","CENTRAL MONITOR SYSTEM, 32 patient, with telemetry",1,"C","By Trust"]
[null,"CHA002","CHAIR, height adjustable, medium back, swivel, 5 star base, on castors",88,"C","By Trust"]
[null,"CHA003","CHAIR, height adjustable 540-790, tilting back, adjustable footrest, swivel, 5 star base, on glides",27,"C","By Trust"]
[null,"CHA004","CHAIR, height adjustable 540-790, tilting back, adjustable footrest, swivel, 5 star base, on castors",8,"C","By Trust"]
[null,"CHA005","CHAIR, easy, low back, upholstered",249,"C","By Trust"]
[null,"CHA006","CHAIR, easy, with open arms, low back, upholstered",26,"C","By Trust"]
[null,"CHA007","CHAIR, easy, with open arms, high back, upholstered",310,"C","By Trust"]
[null,"CHA011","CHAIR, semi-easy, modular unit, 600W 600D",16,"C","By Trust"]
[null,"CHA017","CHAIR, upright, upholstered, stacking",886,"C","By Trust"]
[null,"CHA018","CHAIR, upright, with arms, upholstered, stacking",485,"C","By Trust"]
[null,"CHA021","CHAIR, executive, height adjustable, with arms, swivel, 5 star base, on castors",52,"C","By Trust"]
[null,"CHA023","CHAIR, upright, wood",2,"C","By Trust"]
[null,"CHA024","CHAIR, anaesthetist, height adjustable",16,"C","By Trust"]
[null,"CHA027","CHAIR, chapel, interlocking, upholstered seat",50,"C","By Trust"]
[null,"CHA031","CHAIR, child, upright, stacking, seat height 380mm",17,"C","By Trust"]
[null,"CHA032","CHAIR, child, upright, stacking, seat height 420mm",22,"C","By Trust"]
[null,"CHA033","CHAIR, child, upright, stacking, seat height 320mm",32,"C","By Trust"]
[null,"CHA038","SANI-CHAIR/COMMODE, tubular, metal, mobile",26,"C","By Trust"]
[null,"CHA047","CHAIR, easy, with open arms, high back, with wings, upholstered",46,"C","By Trust"]
[null,"CHA054","CHAIR nursing with side panels",8,"C","By Trust"]
[null,"CHA056","CHAIR, Venepuncture",1,"C","By Trust"]
[null,"CHA059","WHEELCHAIR, folding, self-propelled, 910H 1070W 635D",87,"C","By Trust"]
[null,"CHA062","CHAIR, height adjustable, with arms, medium back, swivel, 5 star base, on castors",16,"C","By Trust"]
[null,"CHA063","CHAIR, height adjustable, with arms, high back, swivel, 5 star base, on castors",550,"C","By Trust"]
[null,"CHA067","UNIT CHAIR, 1 seater, with arms, upholstered",121,"C","By Trust"]
[null,"CHA068","UNIT CHAIR with links, 2 seater, with arms, upholstered",33,"C","By Trust"]
[null,"CHA069","UNIT CHAIR with links, 3 seater, with arms, upholstered",19,"C","By Trust"]
[null,"CHA072","CHAIR, treatment, reclining, height adjustable",14,"C","By Trust"]
[null,"CHA078","UNIT CHAIR, easy, with arms, fully upholstered",16,"C","By Trust"]
[null,"CHA079","UNIT CHAIR/SETTEE, 2 seater, easy, with arms, fully upholstered",6,"C","By Trust"]
[null,"CHA080","UNIT CHAIR/SETTEE, 3 seater, easy, with arms, fully upholstered",1,"C","By Trust"]
[null,"CHA083","CHAIR, stacking, polypropylene, with seat and back pads, 750H 534W 530D",89,"C","By Trust"]
[null,"CHA085","WHEELCHAIR, type transit, (seat 430x430mm), fixed armrests, hinged backrest, 910H 790W 635D",8,"C","By Trust"]
[null,"CHA091","CHAIR, easy, reclining, 1000H 630W 1880D",70,"C","By Trust"]
[null,"CHA094","CHAIR, bathroom",6,"C","By Trust"]
[null,"CHA095","CHAIR, shower, mobile",11,"C","By Trust"]
[null,"CHA302","CHAIR, swivel, height adjustable, medium back, wipeable, 5 star base, on castors",1,"C","By Trust"]
[null,"CHA306","CHAIR, easy, low back, with open arms, upholstered, wipeable",11,"C","By Trust"]
[null,"CHA311","SOFA CHAIR, 2 seater, easy, with arms, fully upholstered, wipeable",20,"C","By Trust"]
[null,"CHA317","CHAIR, upright, upholstered, stacking, wipeable",21,"C","By Trust"]
[null,"CHA335","CHAIR, child, upright, stacking, seat height 380, wipeable",23,"C","By Trust"]
[null,"CHE012","CHEST, dressing, 3 drawer, 650H 715W 450D",2,"C","By Trust"]
[null,"CIS002","CISTERN WC, concealed, sensor operation. To suit WC HTM64",10,"A1","In Base Cost Plan"]
[null,"CIS005","CISTERN WC/toilet, concealed, reversible. To suit WC HTM64",343,"A1","In Base Cost Plan"]
[null,"CIS007","CISTERN exposed, low level, white glazed fireclay, H and C valves with anti-contamination nozzle, 508W 229D",1,"A1","In Base Cost Plan"]
[null,"CLD9305","FREEZER ROOM, -20C, 4 sq.m.",1,"A1",4000]
[null,"CLD9630","COLD ROOM, +4 deg C., 9 sq.m.",2,"A1",9000]
[null,"CLD9690","COLD ROOM, 15 sq.m.",1,"A1",15000]
[null,"CLE005","CLEANER VACUUM, wet and dry suction machine, 45 litres, heavy duty",2,"C","By Trust"]
[null,"CLE008","SCRUBBING/POLISHING MACHINE, single brush, 110v machine",28,"C","By Trust"]
[null,"CLE013","SCRUBBING/POLISHING MACHINE, 13\" polisher",2,"C","By Trust"]
[null,"CLE018","CLEANER VACUUM, dry suction, tub, with accessories, filtered air exhaust",30,"C","By Trust"]
[null,"CLI017","CLIP, spring, 32mm dia. 3, mounted on a wooden batten, wall mounted",98,"A1",45]
[null,"CLO001","CLOCK battery, wall mounted",302,"A1",20]
[null,"CLO003","CLOCK synchronous with second sweep hand, wall mounted",23,"A1",50]
[null,"CLO004","CLOCK battery with second sweep hand, wall mounted",141,"A1",20]
[null,"CLO005","CLOCK impulse, wall mounted",44,"A1",50]
[null,"CLO009","CLOCK impulse with time elapse, wall mounted",2,"A1",50]
[null,"CLO011","CLOCK impulse master",2,"A1",400]
[null,"COA001","COAGULATOR, cold, 190H 270W 120D",2,"C","By Trust"]
[null,"COC001","STOP COCK or PLUG VALVE including ball-o-fix",18,"A1","In Base Cost Plan"]
[null,"COM003","COMPRESSOR AIR  medical, mobile, 755H 280W 385D",4,"C","By Trust"]
[null,"COM024","AUTO PC WORKSTATION, 450H 750W 500D",4,"C","By Trust"]
[null,"COM031","COMPUTER CPU",612,"C","By Trust"]
[null,"COM032","COMPUTER VDT MONITOR",12,"C","By Trust"]
[null,"COM033","COMPUTER KEYBOARD",625,"C","By Trust"]
[null,"COM034","COMPUTER PRINTER, inkjet, colour",13,"C","By Trust"]
[null,"COM035","COMPUTER PRINTER, line, small",25,"C","By Trust"]
[null,"COM038","COMPUTER PRINTER, laser, A4, 250H 380W 385D",231,"C","By Trust"]
[null,"COM041","COMPUTER PRINTER, SCANNER, PHOTOCOPIER, FAX, A4, 235H 485W 390D",10,"C","By Trust"]
[null,"COM046","COMPUTER MONITOR, 15\"; TFT, digital flat panel display, desk top",27,"C","By Trust"]
[null,"COM047","COMPUTER MONITOR, 17\" TFT, digital flat panel display, touch screen, desk top",35,"C","By Trust"]
[null,"COM049","COMPUTER MONITOR, 17\" TFT, digital flat panel display, high-resolution screens, desk top",551,"C","By Trust"]
[null,"COM050","COMPUTER MONITOR, 18'' TFT, digital flat panel display, high-resolution screens, desk top",36,"C","By Trust"]
[null,"COM9023","SCANNER, film, desktop",4,"C","By Trust"]
[null,"COM9028","SCANNER, computer, desktop",4,"C","By Trust"]
[null,"COM91016","PACS Viewers - Meeting / Teaching Room",1,"C","By Trust"]
[null,"COM9342","COMPUTER PACS WORKSTATION",18,"C","By Trust"]
[null,"COM9343","COMPUTER WORKSTATION, admin",2,"C","By Trust"]
[null,"COM9353","COMPUTER MONITOR, 19\" TFT, digital flat panel display, desk top, admin",2,"C","By Trust"]
[null,"COM9378","INFORMATION SCREEN, LCD, 24 inch",13,"C","By Trust"]
[null,"COM9379","INFORMATION SCREEN, LCD, 32 inch",10,"C","By Trust"]
[null,"COM9381","COMPUTER SERVER CABINET, IT Hub Room",3,"A1","In Base Cost Plan"]
[null,"COM9382","COMPUTER LCD MONITOR, 24 inch, high resolution",10,"C","By Trust"]
[null,"COM9470","COMPUTER PRINTER, photographic, specialist",4,"C","By Trust"]
[null,"COM9490","COMPUTER VDT MONITOR, high resolution",2,"C","By Trust"]
[null,"COM9604","COMPUTER MONITOR, 19\" TFT, digital flat panel display, high resolution screens, pendant mounted",20,"C","By Trust"]
[null,"CON061","CONE, warning, 'wet floor'",168,"C","By Trust"]
[null,"CON9340","CONSOLE, telephone operator, with switchboard, headset, built in VDU and keyboard",7,"C","By Trust"]
[null,"COO002","COOKER, electric, four burner, domestic",1,"A1",800]
[null,"COO006","COOKER CONTROL UNIT, 30amp, wall mounted",1,"A1","In Base Cost Plan"]
[null,"COU001","COUNTER RECEPTION, design and fitting project specific",1,"A1",25000]
[null,"COU007","COUCH, examination/treatment, (2 section), with paper roll holder, variable height, retractable wheels",13,"C","By Trust"]
[null,"COU009","COUCH  gynaecology/urology, with paper roll holder, variable height, 550-910H 640W 1730D incl. seat extention of 310mm",3,"C","By Trust"]
[null,"COU010","COUCH, examination/treatment, (3 section), variable height, retractable wheels, with paper roll holder",27,"C","By Trust"]
[null,"COU020","COUNTER UNIT, 3 tier, display case over, lift up front flaps, sliding rear panels, 900H 1300W 750D",1,"A1",2000]
[null,"COU029","COUNTER UNIT, refrigerated, dole plate top, 3 tier display cabinet over, tray rail, 900H 1300W 750D",1,"A1",3000]
[null,"COU034","COUNTER UNIT, stainless steel, 300mm tray rail, lockable, 900H 1600W 750D",1,"A1",800]
[null,"COU035","COUNTER UNIT, stainless steel, 300mm tray rail, lockable, 900H 1400W 750D",1,"A1",700]
[null,"COU036","COUNTER UNIT, stainless steel, 300mm tray rail, 600H 750W",1,"A1",500]
[null,"COU050","COUNTER tablet, electrical, 300H 300W 450D",8,"C","By Trust"]
[null,"COU075","COUNTER RECEPTION, console top and flap, 2 VDT space, C-shaped, 1050/710H 4200/1800",7,"A1",7800]
[null,"COU081","COUNTER RECEPTION, console top, VDT space and shelf (250mm deep), 1000/700H 1200W 1050D",4,"A1",3300]
[null,"COU098","COUNTER UNIT, modesty panel, 720H 1600W 800D",6,"A1",2500]
[null,"COU102","COUNTER UNIT, console top and modesty panel, 1020/720H 2400W 800D",1,"A1",5100]
[null,"COU105","COUNTER UNIT, console top and modesty panel, with VDT space, 1020/720H 2400W 800D,  HTM63",5,"A1",3200]
[null,"COU132","COUNTER UNIT, angled, console top, modesty panel, o/a 700H 4600W 800D",11,"A1",6900]
[null,"COU133","COUNTER UNIT, angled, console top, modesty panel, o/a 700H 6200W 800D",7,"A1",9300]
[null,"COU9002","COUNTER RECEPTION, bespoke, curved, 1050/720H, 3900/2600",3,"A1",7350]
[null,"CPE001","COLPOSCOPE, with teaching arm & video attachments",1,"C","By Trust"]
[null,"CRD011","MACHINE HEART-LUNG BYPASS (perfusion)",1,"C","By Trust"]
[null,"CRD016","ECHOCARDIOGRAPHY MACHINE",1,"C","By Trust"]
[null,"CRD023","ANGIOGRAPHY MACHINE, biplane, C-arm multi-angular two isocentric X-ray system, (Incl. IMG101)",2,"B1",750000]
[null,"CRD031","TABLE/COUCH PATIENT, cath. lab, cantilever, radiolucent, floating top, telescoping base, fully adjustable, floor mounted, (Part of CRD021 or CRD023)",2,"B1",""]
[null,"CRD041","CARD COLLIMATOR for  card-angiography, (Part of CRD021 or CRD023)",2,"B1",""]
[null,"CRD051","CONTROL CONSOLE and COMPUTER for catheter laboratories, (Part of CRD021 or CRD023)",2,"B1",""]
[null,"CRD053","CONTROL CONSOLE - physiologic monitoring system, cardiac catheterization",2,"B2",5000]
[null,"CRU001","CRUSHER, can and bottle",1,"A1",1000]
[null,"CRY001","CRYOSURGICAL UNIT, with trolley",5,"C","By Trust"]
[null,"CUP007","CUPBOARD, 6 open shelves above, double sided, 2100x1200x600mm",2,"A1",220]
[null,"CUP011","CUPBOARD, metal, with 4 pull out galvanised shelves, lockable, 1800H 1000W 500D",25,"C","By Trust"]
[null,"CUP036","CUPBOARD, steel, 2 adjustable shelves, 2 door, lockable, 900H 900W 420D",4,"A1",120]
[null,"CUP055","CUPBOARD, stainless steel, 2 shelves, wall mounted, 700H 600W 300D",4,"A1",200]
[null,"CUP059","CUPBOARD, stainless steel, 2 shelves, 800H 600W 600D",1,"A1",200]
[null,"CUP076","CUPBOARD, 1 shelf, on plinth, 900H 500W 600D",27,"A1",100]
[null,"CUP090","CUPBOARD, carcase, 5 tray slides, stainless steel, 800H 600W 600D",1,"A1",250]
[null,"CUP092","CUPBOARD, carcase, 5 tray slides, on plinth, 800H 600W 500D",2,"A1",240]
[null,"CUP099","CUPBOARD, carcase, 5 tray slides, on plinth, 800H 600W 750D",1,"A1",290]
[null,"CUP106","CUPBOARD, clothes, folded doors, metal, 1800H 900W 450D",1,"C","By Trust"]
[null,"CUP112","CUPBOARD UNIT, non-ferrous, open, 3 adjustable shelf, on plinth, 850H 1000W 500D",3,"A1",200]
[null,"CUP116","CUPBOARD/DRAWER UNIT, non-ferrous, 2 drawer, 1 adjustable shelf, on plinth, 850H 1000W 500D",3,"A1",200]
[null,"CUP125","CUPBOARD, controlled drugs, 2 door, lockable, with warning light, wall mounted, 900H 1000W 300D",19,"A1",1200]
[null,"CUP141","CUPBOARD, fume, with extract, bench mounted, 1000H 1000W 650D",2,"A2",4000]
[null,"CUP145","CUPBOARD, fume, separate extract & removable worktop floor standing, 2400H 1500W 900D",3,"A2",5000]
[null,"CUP147","CUPBOARD, fume, walk-in type, 2430H 2000W 940D",2,"A2",10000]
[null,"CUP149","CUPBOARD, fume, bench mounted, 1145H 1200W 570D",4,"A2",5000]
[null,"CUP172","CUPBOARD, lower, built-in, pass-through, 2 set of 2 doors, lockable, 900H 1200W 600D",2,"A1",450]
[null,"CUP205","CUPBOARD, mild steel EPC finish, glass front, lockable, 1520H 910W 400D",1,"C","By Trust"]
[null,"CUP290","CUPBOARD, 4 shelves, lockable, wall mounted, 550H 650W 300D",1,"A1",250]
[null,"CUP355","CUPBOARD/DRAWER UNIT, 1 drawer, lockable, on plinth, 850H 600W 650D",2,"A1",155]
[null,"CUP356","CUPBOARD, 1 adjustable shelf, lockable, on castors, 615H 610W 610D",4,"C","By Trust"]
[null,"CUP360","CUPBOARD/DRAWER UNIT, 1 drawer, lockable, on plinth, 850x600x500mm",8,"A1",250]
[null,"CUP378","CUPBOARD/DRAWER UNIT, 1 drawer, 1 shelf, on castors, 660H 480W 390D",34,"C","By Trust"]
[null,"CUP416","CUPBOARD/DRAWER UNIT, 1 drawer, lockable, on castors, 700x600x600mm",4,"C","By Trust"]
[null,"CUP418","CUPBOARD/DRAWER UNIT, 1 drawer, 1 shelf, on castors, 660H 483W 390D",8,"C","By Trust"]
[null,"CUP420","CUPBOARD, clinical hand wash basin, 1200W 500D nominal",16,"A1",650]
[null,"CUP444","CUPBOARD, glass sliding doors, wall mounted, 600H 1000W 300D",12,"A1",350]
[null,"CUP495","CUPBOARD endoscope, security, 2060H 840W 210D",3,"A2",12000]
[null,"CUP550","CUPBOARD, flammable material, metal, adjustable spillage tray and sump, lockable, 712H 355W 305D",20,"C","By Trust"]
[null,"CUP560","CUPBOARD, metal, epoxy resin lined, flame resistant, lockable, 815H 760W 470D",4,"C","By Trust"]
[null,"CUP703","CUPBOARD, base, with door, on plinth, 900H 400W 500D",4,"A1",220]
[null,"CUP715","CUPBOARD, base, including sink panel, with door, on plinth, 900H 600W 500D",4,"A1",250]
[null,"CUP731","CUPBOARD/DRAWER UNIT, base, with door, on plinth, 900H 600W 500D",8,"A1",250]
[null,"CUP753","CUPBOARD, upper, with door, 600H 600W 300D",8,"A1",250]
[null,"CUP9018","CUPBOARD, metal, lockable, full height, wall fixed (Photographic Camera Storage) 1000x500mm",2,"A1",600]
[null,"DES006","DESK, cantilever, single pedestal 3 drawer, modesty panel, 1200W 750D",16,"C","By Trust"]
[null,"DES009","DESK, cantilever, double pedestal 3 drawer and filing, cable management, modesty panel, 1600W 800D",4,"C","By Trust"]
[null,"DES017","DESK, cantilever, single pedestal 3 drawer, cable management, modesty panel, 1200W 800D",1,"C","By Trust"]
[null,"DES022","DESK, cantilever, single pedestal 3 drawer, cable management, modesty panel, 1600W 800D",20,"C","By Trust"]
[null,"DES027","DESK UNIT, cantilever, cable management, adjustable legs, modesty panel, 1600W 800D",329,"C","By Trust"]
[null,"DES028","DESK RETURN UNIT, cantilever, cable management, adjustable legs, modesty panel, freestanding, 1200W 600D",215,"C","By Trust"]
[null,"DES030","DESK UNIT, heavy duty, with rear services trunking right end splay, 720H 3900W 800D",1,"A2",800]
[null,"DET003","DETECTOR smoke",4,"A1","In Base Cost Plan"]
[null,"DIA003","DIATHERMY APPARATUS, surgical, monopolar and bipolar operation, portable, 190H 400W 330D",10,"C","By Trust"]
[null,"DIA004","DIATHERMY UNIT, surgical, monopolar, bipolar, argon compatible, 111H 356W 439D",3,"C","By Trust"]
[null,"DIA005","SMOKE EVACUATION SYSTEM, (diathermy) complete with trolley, 860H 487W 643D",3,"C","By Trust"]
[null,"DIA011","RENAL HAEMODIALYSIS MACHINE",5,"C","By Trust"]
[null,"DIA015","WATER TREATMENT SYSTEM for dialysis, comprising; Coarse filtration, Softening, Prefiltration, Buffer tank, Reverse osmosis, Sanitization, Sterilizing filtration (optional)",2,"A2","In Base Cost Plan"]
[null,"DIA9001","DIAGNOSTIC SET, with ophthalmoscope, otoscope, aneroid sphyg, complete, with transformer, and fixing mechanism, wall mounted, 50Hx200Wx50D",20,"B2",20]
[null,"DIA9640","DIATHERMY APPARATUS, argon, surgical, with suction, mobile",1,"C","By Trust"]
[null,"DIC006","DICTATING MACHINE, wall mounted, battery/mains operated",5,"C","By Trust"]
[null,"DIC010","DICTATION POINT adjustable microphone, wall mounted",2,"A1","In Base Cost Plan"]
[null,"DIC012","DICTATION POINT, ceiling-cord suspended",2,"A1","In Base Cost Plan"]
[null,"DIS001","DISPENSER, cold drinks, bench top, 670H 480W 460D",3,"C","By Trust"]
[null,"DIS002","DISPENSER, cooler, drinking water, (fountain), (capacity 63.3 l/hr), floor standing",1,"A1",500]
[null,"DIS004","DISPENSER, disposable bedpans, wall mounted",26,"B2",20]
[null,"DIS006","DISPENSER, disposable nailbrush,  wall mounted",50,"B2",20]
[null,"DIS007","DISPENSER, paper towel roll, wall mounted",87,"B2",20]
[null,"DIS008","DISPENSER, nailbrush, wall mounted",2,"B2",20]
[null,"DIS010","DISPENSER, pack, wall mounted, 600H 600W 300D",1,"B2",20]
[null,"DIS011","DISPENSER, barrier cream, disposable single cartridge, wall mounted",519,"B2",20]
[null,"DIS012","DISPENSER, disposable cup, wall mounted",14,"B2",20]
[null,"DIS013","DISPENSER, paper towel, wall mounted",845,"B2",20]
[null,"DIS015","DISPENSER, toilet paper, dispense individual sheets, wall mounted",93,"B2",20]
[null,"DIS016","DISPENSER, paper sheet (for couch/trolley), wall mounted",24,"B2",20]
[null,"DIS024","DISPENSER, soap, wall mounted",496,"B2",20]
[null,"DIS025","DISPENSER, soap, foot operated, wall mounted",2,"B2",20]
[null,"DIS026","DISPENSER, Medical hand sanitizer, lever action, wall mounted",405,"B2",20]
[null,"DIS030","DISPENSER, soap, disposable single cartridge, lever action, wall mounted",560,"B2",20]
[null,"DIS033","DISPENSER machine, tea/coffee, self service, 505H 720W 115D",1,"C","By Trust"]
[null,"DIS034","DISPENSER machine, chocolate/drinks, self service, 610H 420W 200D",1,"C","By Trust"]
[null,"DIS061","DISPENSER, disposable gloves, single, door mounted",179,"B2",20]
[null,"DIS062","DISPENSER, toilet paper, dispense individual sheets, door mounted",179,"B2",20]
[null,"DIS064","DISPENSER, wipes, door mounted",179,"B2",20]
[null,"DIS067","DISPENSER, sanitary bags, door mounted",179,"B2",20]
[null,"DIS435","DISPENSER, disposable gloves, set of 3, wall mounted",108,"B2",20]
[null,"DIS436","DISPENSER, disposable apron, wall mounted",61,"B2",20]
[null,"DIS437","DISPENSER, disposable mask,  wall mounted",21,"B2",20]
[null,"DIS438","DISPENSER, disposable gloves set of 3 and disposable apron, wall mounted",283,"B2",20]
[null,"DIS9029","DISPENSER, photographic background paper roll, triple, wall mounted",1,"B2",20]
[null,"DIS9332","DISPENSER, cooler, drinking water, (fountain), (capacity 63.3 l/hr), built in",1,"A1",500]
[null,"DOO018","DOOR, cupboard and frame, 2050H 1100W",4,"A1","In Base Cost Plan"]
[null,"DRA004","DRAINER, fireclay, reversible, 610x455",2,"A1","In Base Cost Plan"]
[null,"DRA008","DRAINAGE, catchpot",13,"A1","In Base Cost Plan"]
[null,"DRA010","DRAINER, stainless steel, 770H 1550W 800D",1,"A1","In Base Cost Plan"]
[null,"DRA051","DRAWER UNIT, 5 drawer, on castors, 600H 500W 500D",13,"C","By Trust"]
[null,"DRA056","DRAWER UNIT, 2 drawer, lockable, on castors, 600H 410W 600D",396,"C","By Trust"]
[null,"DRA062","DRAWER UNIT, under worktop, 4 drawer, cut-out to front for film envelopes, 550H 600W 450D",11,"A1",250]
[null,"DRA063","DRAWER UNIT, under worktop, 6 drawer, cut-out to front for film envelopes, 550x500x450mm",9,"A1",250]
[null,"DRI006","DRILL, 16 speed pillar drill, drilling capacity 16 mm, bench mounted type, 800H 300W 800D",2,"A1",400]
[null,"DRI021","DRIP CUP, deck mounted",1,"A1","In Base Cost Plan"]
[null,"DRY004","DRYER, hand/face, non-touch action, electric, 210H 260W 240D",1,"A1",500]
[null,"DRY007","DRYER, tumble, heavy duty commercial, 9kg load, 1060H 685W 775D",2,"A2",2000]
[null,"DSU001","DISPOSAL UNIT (macerator), disposable bedpan, bedpan liners/urine bottles, 980H 525W 650D",24,"A2",4000]
[null,"DSU006","DISPOSAL UNIT, plain top, right hand drainer, with sink and hopper with flushing rim, 110mm outlet, no tap holes no overflow, back inlet, stainless steel, 900H 1600W 600D,  HTM64DUHS",40,"A1",1000]
[null,"DSU007","DISPOSAL UNIT, plain top, left hand drainer, with sink and hopper with flushing rim, 110mm outlet, no tap holes no overflow, back inlet, stainless steel, 900H 1600W 600D,  HTM64DUHS",4,"A1",1000]
[null,"DUC014","DUCT, air extract",1,"A1","In Base Cost Plan"]
[null,"DVD9460","DVD PLAYER, with video recorder",1,"C","By Trust"]
[null,"ECM9002","ECMO MACHINE, extracorporeal membrane oxygenation",1,"C","By Trust"]
[null,"ECS015","ENTERTAINMENT/COMMUNICATION SYSTEM, bedside, adjustable arm. May include socket for patient handset.",224,"B2",100]
[null,"END9400","ENDOSCOPE, flexible fibre, chip camera type, with case and accessories",25,"C","By Trust"]
[null,"ENT001","ENTONOX/Nitrous oxide/oxygen mixture, medical, portable, includes regulator, hose, mask, mouth piece, cylinder, fittings and carrying bag.",1,"C","By Trust"]
[null,"EQU9313","LIFE SUPPORT SKILLS SUITE EQUIPMENT, various",1,"C","By Trust"]
[null,"EQU9360","EQUIPMENT: Project Specific - AGV Equipment",1,"AGV","In Base Cost Plan"]
[null,"EXE9010","BEAN BAG, large",4,"C","By Trust"]
[null,"EXE9290","EXERCISE MAT, 50x1950x1200mm",6,"C","By Trust"]
[null,"EXT100","*EXTENTION PIECE WC, hospital pattern, adult, 450H 275W 150D, HTM64",10,"A1","In Base Cost Plan"]
[null,"EXT102","Extention piece/spacer box for bidet hospital pattern,  400H 275W 150D, HTM64",1,"A1","In Base Cost Plan"]
[null,"EXT150","EXTRACT, cabinet microbiological, exhaust protective class 1, BS5726",3,"A2",32000]
[null,"FMQ9495","Postal Trolley",2,"C","By Trust"]
[null,"FMQ9801","EQUIPMENT, adverse weather clearance",1,"A1",10000]
[null,"FMQ9802","EQUIPMENT, grounds maintenance",1,"A1",10000]
[null,"FRA061","FRANKING MACHINE, postal",1,"C","By Trust"]
[null,"GRI130","GRILLE extract, flush mounted vent",3,"A1","In Base Cost Plan"]
[null,"GRI131","GRILLE extract, flush mounted vent, plenum box, 150H 600W",1,"A1","In Base Cost Plan"]
[null,"HAT006","HATCH, postal sorting, 900x600x100",1,"A1",750]
[null,"HAT007","HATCH, vertical sliding, glass, counterbalanced, with integral shelf, 1500H 1200W 600D",1,"A1",800]
[null,"HAT017","HATCH, vertical, sliding, 600W 300D",1,"A1",400]
[null,"HEA010","HEAT SEALING DEVICE, Includes paper guide, 150H 550W 250D",3,"C","By Trust"]
[null,"HOI003","HOIST PATIENT, chair type, mobile",9,"C","By Trust"]
[null,"HOI004","HOIST PATIENT, sling type, mobile",13,"C","By Trust"]
[null,"HOI006","HOIST PATIENT, electric, 24V, track ceiling mounted. (Length of the track to suit the individual needs.)",221,"A2",1600]
[null,"HOI011","HOIST, body handling, mobile",2,"C","By Trust"]
[null,"HOI025","HOIST, (4 tonne) with jacking beam, 2100H 4970W 3050D",1,"A1",750]
[null,"HOL001","HOLDER, mail sack, wall mounted",2,"A1",100]
[null,"HOL003","HOLDER, sack, small, freestanding",102,"C","By Trust"]
[null,"HOL004","HOLDER, sack, with lid foot operated, small, freestanding",133,"C","By Trust"]
[null,"HOL006","HOLDER, sack, with lid foot operated, medium, freestanding, 875H 430W 385D",1075,"C","By Trust"]
[null,"HOL007","HOLDER, sack, large, capacity 120 litres, freestanding",1,"C","By Trust"]
[null,"HOL008","HOLDER, sack with lid foot operated, large, freestanding, 960H 500W 415D",30,"C","By Trust"]
[null,"HOL014","HOLDER, sack, with lid foot operated, large, capacity 120 litres, mobile",91,"C","By Trust"]
[null,"HOL016","HOLDER, toilet roll, multi, large",60,"A1",25]
[null,"HOL018","HOLDER, toilet roll",14,"A1",15]
[null,"HOL020","HOLDER, sharps box, up to 7 litre capacity, rail/trolley hang or wall mounted, 170H 125W 100D",30,"C","By Trust"]
[null,"HOL031","HOLDER, iron, wall mounted",4,"B2",20]
[null,"HOO008","HOOD, extract, 1800W 700D",1,"A1","In Base Cost Plan"]
[null,"HOO018","HOOK, coat, single",37,"A1",5]
[null,"HOO019","HOOK, single, small, wall mounted",1520,"A1",5]
[null,"HOO020","HOOK, single, large, wall mounted",54,"A1",5]
[null,"HOO022","HOOK, double, wall mounted",18,"A1",5]
[null,"HOO024","HOOK, hat and coat, 1",573,"A1",5]
[null,"HOS010","HOSE REEL, 6m length, wash down unit",4,"A1","In Base Cost Plan"]
[null,"IMG021","IMAGE INTENSIFIER UNIT, C-arm, mobile",12,"C","By Trust"]
[null,"IMG023","IMAGE INTENSIFIER, monitor, (Part of IMG021)",12,"C","By Trust"]
[null,"IMG024","IMAGE INTENSIFIER, monitor trolley, (Part of IMG021)",12,"C","By Trust"]
[null,"IMG025","IMAGE INTENSIFIER and  X-RAY TUBE FLUOROSCOPY, U-arm, floor mounted, (intensifier above table, x-ray tube below)",1,"B1",365000]
[null,"IMG055","IMAGER BONE DESITOMETRY UNIT, with rotating detector/X-ray tube and mowing couch, floor mounted, approximate 1500H 1500W 3000D",1,"B2",10000]
[null,"IMG056","IMAGER CONTROL CABINET for bone densitometry, approximate 1500H 750W 750D, (Part of IMG055)",1,"B2",5000]
[null,"IMG066","TABLE PATIENT - CT imager, floating top, (Part of IMG061-IMG9366)",1,"B1",""]
[null,"IMG073","TABLE PATIENT - SPECT, gamma camera, variable height, 970/730H 2060W 720D, Part of gamma camera IMG9070)",1,"B1",""]
[null,"IMG075","IMAGER COLLIMATOR RACK, gamma camera PET, (Included in IMG9070)",1,"B1",""]
[null,"IMG076","IMAGER CART exchange collimator, gamma camera, 1270H 670W 910D, (Part of IMG9070)",1,"B1",""]
[null,"IMG077","CONSOLE UNIT and COMPUTER for gamma camera, 1180H 1040W 900D, (Included in IMG9070)",1,"B1",""]
[null,"IMG079","IMAGER DISK UNIT optical, (Part of IMG9070)",1,"B1",""]
[null,"IMG081","IMAGER, MAGNETIC RESONANCE IMAGING (MRI), closed bore, 1.5 Tesla unit",1,"B1",750000]
[null,"IMG086","TABLE PATIENT - MRI imager, floating top, (Part of IMG081)",2,"B1",""]
[null,"IMG101","MONITOR viewing, flat panel display for image intensifier, ceiling mounted",6,"B1",""]
[null,"IMG102","MONITOR viewing flat panel display for image intensifier, (Part of IMG025, IMG026, IMG028 and IMG030)",2,"B1",""]
[null,"IMG104","TROLLEY for monitor image intensifier, (Part of IMG102)",2,"C","By Trust"]
[null,"IMG109","IMAGING CHAIR, with arms, tilt, on castors",2,"C","By Trust"]
[null,"IMG111","CONTROL CONSOLE - tableside gantry control for digital imaging system",2,"B1",""]
[null,"IMG112","CONTROL CONSOLE, for MRI",1,"B1",""]
[null,"IMG116","IMAGE GENERATOR/POWER DISTRIBUTION CABINET, (Part of fluoroscopy imager IMG025)",1,"B1",""]
[null,"IMG121","IMAGE CS RAIL, ceiling suspensions for monitors",2,"B1",""]
[null,"IMG125","IMAGE CS ARM swivel, ceiling suspensions for monitors",2,"B1",""]
[null,"IMG131","SHIELD lead acrylic, overhead suspended on bracket, 760W 610D lead equivalent 0.5mm Pb, ceiling mounted",2,"B1",""]
[null,"IMG136","SHIELD lead acrylic window, over table, height adjustable, mobile, lead equivalent 0.5mm Pb throughout",2,"C","By Trust"]
[null,"IMG9070","IMAGER GAMMA CAMERA/CT, digital, multi detector, with monitor",1,"B1",700000]
[null,"IMG9313","IMAGER, MAGNETIC RESONANCE IMAGING (MRI), interventional, 3 Tesla unit",1,"B1",1200000]
[null,"IMG9366","IMAGER, COMPUTER TOMOGRAPHY (CT) , 64 slice unit",1,"B1",460000]
[null,"IMG9681","IMAGER, MAGNETIC RESONANCE IMAGING (MRI), intra-operative, 1.5 Tesla unit",1,"B1",1200000]
[null,"IMG9686","TABLE PATIENT - MRI imager, floating top, (Part of IMG9681)",1,"B1",""]
[null,"INC004","INCUBATOR, baby",12,"C","By Trust"]
[null,"INF001","INFUSION volumetric pump, 356H 178W 178D, MRI compatible",30,"C","By Trust"]
[null,"INF002","INFUSION volumetric pump, 188H 110W 60D",290,"C","By Trust"]
[null,"INS002","INSUFFLATOR, automatic delivery 30L/min, 145H 300W 320D",1,"C","By Trust"]
[null,"IRO002","IRON, electric, steam",2,"C","By Trust"]
[null,"KIC001","KICKABOUT, bowl stand, stainless steel, 360mm dia.",57,"C","By Trust"]
[null,"LAB007","FREEZER, -70 deg.C, floor standing, 1650H 1025W 1210D",3,"C","By Trust"]
[null,"LAB009","CANISTER, liquid nitrogen, capacity: 2 litres. Height without handle 270mm. Dia 145mm.",1,"C","By Trust"]
[null,"LAB011","CABINET, block storage (wax embedded tissue), 10 drawer, 282H 480W 480D",20,"C","By Trust"]
[null,"LAB016","TISSUE PROCESSOR ENCLOSED MODULAR, 1360H 600W 600D",5,"C","By Trust"]
[null,"LAB017","TISSUE PROCESSOR bench top electron microscopt (EM), 300H 420W 520D",1,"C","By Trust"]
[null,"LAB021","CABINET, slide dryer, 195H 437W 245D",6,"C","By Trust"]
[null,"LAB022","SHAKING MACHINE, orbital, 125H 320W 375D",1,"C","By Trust"]
[null,"LAB024","ROTARY PLATER, 100H 150W 155D",8,"C","By Trust"]
[null,"LAB025","PLASMA EXTRACTOR, 270H 170W 260D",1,"C","By Trust"]
[null,"LAB032","OSMOMETER and printer, 375H 165W 200D",3,"C","By Trust"]
[null,"LAB033","BENCH MAGNIFIER, with fluorescent lamp, wall mounted",26,"C","By Trust"]
[null,"LAB034","INOCULATOR, multi-point, 255H 410W 180D",3,"C","By Trust"]
[null,"LAB035","INCUBATOR, carbon dioxide, bench mounted, 970H 630W 680D",3,"C","By Trust"]
[null,"LAB036","INCUBATOR, variable temperature, 955H 640W 655D",8,"C","By Trust"]
[null,"LAB038","H.P.L.C. EQUIPMENT (high pressure liquid chromatography)",1,"C","By Trust"]
[null,"LAB040","GAS CHROMATOGRAPHY equipment, 463H 250W 363D",4,"C","By Trust"]
[null,"LAB041","DETECTOR, (to be used with Gas Chromatography equipment), 90H 270W 350D",4,"C","By Trust"]
[null,"LAB042","FLUOROMETER, 175H 390W 310D",1,"C","By Trust"]
[null,"LAB044","ELECTROPHORESIS EQUIPMENT, power pack 120H 300W 280D",1,"C","By Trust"]
[null,"LAB045","ELECTROPHORESIS EQUIPMENT, bath",1,"C","By Trust"]
[null,"LAB046","E.L.I.S.A. EQUIPMENT, dispenser (Enzyme linked immuno sorbent assay)",1,"C","By Trust"]
[null,"LAB047","E.L.I.S.A. EQUIPMENT, washer (Enzyme linked immuno sorbent assay)",1,"C","By Trust"]
[null,"LAB048","E.L.I.S.A. EQUIPMENT, plate reader (Enzyme linked immuno sorbent assay)",1,"C","By Trust"]
[null,"LAB049","THIN LAYER CHROMATOGRAPHY, equipment",1,"C","By Trust"]
[null,"LAB050","SCANNER, thin layer chromatography (TLC), 345H 620W 620D",1,"C","By Trust"]
[null,"LAB051","STIRRER, magnetic, 85H 225W 340D",1,"C","By Trust"]
[null,"LAB052","MIXER, vortex",1,"C","By Trust"]
[null,"LAB060","ULTRA-MICROTOME, with integral stereo microscope, resin, thin section",1,"C","By Trust"]
[null,"LAB063","CONTROL UNIT for ultramicrotome (Part of LAB060)",1,"C","By Trust"]
[null,"LAB064","CRYO SUPPLY UNIT with hose attachment, mobile",1,"C","By Trust"]
[null,"LAB065","MIXER rotary vertical type, 800H 750W 360D",2,"C","By Trust"]
[null,"LAB069","DECALCIFYING AGITATOR, 300H 300 dia.",1,"C","By Trust"]
[null,"LAB078","MACHINE, slide drying, linear, 155H 1050W 155D",1,"C","By Trust"]
[null,"LAB086","COUNTER, colony, 90H 295W 325D",3,"C","By Trust"]
[null,"LAB090","BLOOD GROUPING SYSTEM automated, 700H 1250W 650D",1,"C","By Trust"]
[null,"LAB092","BATH, water, electrothermal, boiling, with flat lid and rings",1,"C","By Trust"]
[null,"LAB094","BATH, floating off, 115H 340W 230D",4,"C","By Trust"]
[null,"LAB095","BATH, ultrasonic cleaner, includes basket and stainless steel lid, heated, 200H 300W 240D",2,"C","By Trust"]
[null,"LAB105","STAINER SECTION AUTOMATIC bench top (EM), 350H 500W 400D",1,"C","By Trust"]
[null,"LAB109","AUTOCLAVE, 425 litres, multi-functional",2,"A2",75000]
[null,"LAB112","STERILIZER, glassware, hot air, 150 litres, floor standing",2,"A2",6000]
[null,"LAB113","WASHING MACHINE, laboratory glassware, 900H 700W 820D",1,"A2",10000]
[null,"LAB117","BATH, water, electrothermal, 300H 325W 720D",6,"C","By Trust"]
[null,"LAB119","INCUBATOR, anaerobic chamber, 667H 1283W 700D",3,"C","By Trust"]
[null,"LAB123","HOTPLATE three temperature (EM), 100H 200W 150D",1,"C","By Trust"]
[null,"LAB131","OVEN curing resin, 500H 450W 400D",1,"C","By Trust"]
[null,"LAB151","AUTO INPUT BUFFER, capacity: up to 300 samples (in 2 trays), 900H 1200W 800D",1,"C","By Trust"]
[null,"LAB152","AUTO CENTRIFUGE MODULE, throughput: upto 250 s/hr (at 5 minutes spin time), 900H 800W 800D",2,"C","By Trust"]
[null,"LAB153","AUTO DESTOPPER MODULE, throughput: up to 400 s/hr, 900H 600W 800D",1,"C","By Trust"]
[null,"LAB154","AUTO ON-LINE ALIQUOTTER MODULE, 900H 1500W 800D",1,"C","By Trust"]
[null,"LAB155","AUTO OFF-LINE ALIQUOTTER MODULE, 1500H 1200W 800D",1,"C","By Trust"]
[null,"LAB156","AUTO BAR CODE LABELER MODULE, throughput: up to 450 s/hr, 1350H 450W 800D",1,"C","By Trust"]
[null,"LAB157","AUTO RESTOPPER MODULE, throughput: up to 500 s/hr, 1400H 450W 800D",1,"C","By Trust"]
[null,"LAB158","AUTO ALIQUOT SAMPLE SORTER MODULE, 1400H 750W 800D",1,"C","By Trust"]
[null,"LAB159","AUTO OUTPUT BUFFER MODULE, capacity: up to 300 (in 2 trays), 900H 750W 800D",1,"C","By Trust"]
[null,"LAB161","MODULAR PRE-ANALYTICAL system",1,"C","By Trust"]
[null,"LAB162","AUTO STAT PORT, 900H 300D",1,"C","By Trust"]
[null,"LAB163","AUTO ANALYSER biochemistry, 900H 1200W 800D",6,"C","By Trust"]
[null,"LAB165","AUTO ANALYSER immunochemistry, 900H 1200W 800D",2,"C","By Trust"]
[null,"LAB166","AUTO CORE TRACK sys length to suit chemo/immuno, 900H 300D",1,"C","By Trust"]
[null,"LAB170","ANALYSER ESR AUTO, 300H 450W 350D",2,"C","By Trust"]
[null,"LAB171","ANALYSER COAGULATION AUTO, 400H 1020W 720D",2,"C","By Trust"]
[null,"LAB175","SLIDE MAKING SYSTEM HAEMATOLOGY AUTOMATED, 540H 540W 240D",1,"C","By Trust"]
[null,"LAB176","AUTO CORE TRACK SYS TO SUIT ( HAEMATOLOGY), 900H 300D",1,"C","By Trust"]
[null,"LAB177","AUTO INPUT LOADER HAEMATOLOGY",1,"C","By Trust"]
[null,"LAB178","AUTO CORE TRACK sys to suit (Haematology)",1,"C","By Trust"]
[null,"LAB179","ANALYSER HAEMATOLOGY HIGH THROUHGPUT, 720H 720W 920D",2,"C","By Trust"]
[null,"LAB195","KNIFE maker glass balaced (EM), 300H 330W 400D",1,"C","By Trust"]
[null,"LAB200","VACUUM EVAPORATOR bench top",1,"C","By Trust"]
[null,"LAB201","ETCHER VACUUM COATER complete, (Plasma etching system), 300H 450W 350D",1,"C","By Trust"]
[null,"LAB202","PUMP VACUUM rotary, 250H 350W 250D",2,"C","By Trust"]
[null,"LAB205","TRIMMER specimen (EM), 400H 450W 400D",1,"C","By Trust"]
[null,"LAB207","PLATE VIBRATION absorbing, 70H 500W 420D",1,"C","By Trust"]
[null,"LAB93102","ANALYSER, Large bench top, sensitivity and identification e.g. Vitek",1,"C","By Trust"]
[null,"LAB93103","ANALYSER, Small bench top, ELISA e.g. Vidas",3,"C","By Trust"]
[null,"LAB9632","ANALYSER, vitamin, pathology",1,"C","By Trust"]
[null,"LAD001","STEP, 3 tread, 4 sprung wheels, 750H 600W 500D",22,"C","By Trust"]
[null,"LAD002","LADDER, 3 tread, platform type 750mm height, folding",28,"C","By Trust"]
[null,"LAS9320","LASER DOPPLER SCANNER, mobile, with trolley",1,"C","By Trust"]
[null,"LAU9068","TROLLEY, linen, large, 1600x1200x680mm",42,"C","By Trust"]
[null,"LEC001","LECTERN, freestanding, with light.(Chapel)",1,"C","By Trust"]
[null,"LIF001","LIFT, loading bay, mobile",1,"C","By Trust"]
[null,"LIG001","LIGHT SWITCH, wall mounted",26,"A1","In Base Cost Plan"]
[null,"LIG003","LUMINAIRE, reading, adjustable arm, 100 watt",96,"A2",150]
[null,"LIG005","LUMINAIRE bedhead, dimmable, patient reading and general nursing care/examination",213,"A2",350]
[null,"LIG015","LUMINAIRE observation/examination, mobile, 1000 lux",28,"C","By Trust"]
[null,"LIG025","LUMINAIRE medical phototherapy physiological jaundice-hyperbilirubinemia, equal light distribution, high intensity, moveable, 210H 675W 270D, (part of STA125)",3,"C","By Trust"]
[null,"LIG031","LUMINAIRE, operating theatre, table with satellite, shadowless, lux 140000 and lux 110000",13,"A2",26000]
[null,"LIG034","LUMINAIRE operating, examination, mobile",3,"C","By Trust"]
[null,"LIG046","SLIT LAMP, with accessories and height adjustable stand",1,"C","By Trust"]
[null,"LIG049","PHOTOGRAPHIC LIGHTS SET",3,"C","By Trust"]
[null,"LIG050","LUMINAIRE operating (minor)",19,"A2",9500]
[null,"LIG052","LUMINAIRE operating (minor), low ferrous metal content",3,"A2",20000]
[null,"LIG053","LUMINAIRE examination adjustable, 1000 lux, ceiling mounted",90,"A2",850]
[null,"LIG055","LUMINAIRE variable spotlight beam produce around 40000 lux @ 1m and 60000 lux @ 0.8m. flexible arm, wall/ceiling mounted",1,"A2",1200]
[null,"LIG058","LUMINAIRE, examination, wall, adjustable, 1000 lux",20,"A2",350]
[null,"LIG063","LUMINAIRE fitted with single fluorescent lamp, 8watt, 300mm, wall mounted",249,"A1","In Base Cost Plan"]
[null,"LIG073","ILLUMINATED SIGN \"IN USE\"",109,"A1",350]
[null,"LIG074","ILLUMINATED SIGN \"DO NOT ENTER\"",4,"A1",350]
[null,"LIG081","LUMINAIRE fitted with single fluorescent lamp with switch, below drug cupboard, 8watt, 400mm",13,"A1","In Base Cost Plan"]
[null,"LIG096","LUMINAIRE fluorescent asymmetric distribution, 36watt, 1200mm, ceiling mounted",3,"A1","In Base Cost Plan"]
[null,"LIG138","LUMINAIRE indicating Controlled Drug cupboard repeat, wall mounted",5,"A1","In Base Cost Plan"]
[null,"LOC002","LOCKER, bedside, 3 compartment, towel rail at rear, on castors, 902H 485W 485D",19,"C","By Trust"]
[null,"LOC004","LOCKER, bedside, 4 compartment with lockable section /drawer, towel rail at rear, on castors, 902H 485W 485D",213,"C","By Trust"]
[null,"LOC005","LOCKER clothes, single, 1800H 300W 550D",545,"C","By Trust"]
[null,"LOC010","LOCKER clothes, single, slimline, 1800H 225W 450D",396,"C","By Trust"]
[null,"LOC012","LOCKER, wall mounted, 340H 300W 300D",56,"A1",60]
[null,"LOC030","LOCKER, luggage/bag, 3 compartments, 1800H 450W 550D",28,"C","By Trust"]
[null,"LOC032","LOCKER, luggage/bag/personal property, single, 1308H 300W 400D",14,"C","By Trust"]
[null,"LOU002","VOLUME CONTROL with on/off and programme select, wall mounted",1,"A1","In Base Cost Plan"]
[null,"LOU003","LOUDSPEAKER, ceiling mounted",2,"A1","In Base Cost Plan"]
[null,"LST030","STORAGE UNIT, underbench, 1 drawer, 2 filing, mobile, 850H 600W 500D, HTM67",3,"C","By Trust"]
[null,"LST059","BIN UNIT, underbench, mobile, 650H 350W 500D, HTM67",1,"C","By Trust"]
[null,"LWB012","WORKBENCH laboratory, C-frame, freestanding, 720H 1200W 600D, HTM67",9,"A1",350]
[null,"LWB015","WORKBENCH laboratory, C-frame, freestanding, 720H 1500W 600D, HTM67",2,"A1",400]
[null,"LWB052","WORKBENCH laboratory, C-frame, freestanding, 720H 1200W 750D, HTM67",6,"A1",400]
[null,"LWB055","WORKBENCH laboratory, C-frame, freestanding, 720H 1500W 750D, HTM67",25,"A1",450]
[null,"LWB072","WORKBENCH laboratory, C-frame, freestanding, 920H 1200W 750D, HTM67",4,"A1",450]
[null,"LWB075","WORKBENCH laboratory, C-frame, freestanding, 920H 1500W 750D, HTM67",20,"A1",500]
[null,"LWB085","WORKBENCH laboratory, C-frame, freestanding, 920H 2500W 750D, HTM67",1,"A1",850]
[null,"LWB090","WORKBENCH laboratory, C-frame, freestanding, 920H 3000W 750D, HTM67",17,"A1",1100]
[null,"LWS055","WORKTOP, with sink on right  (sink size 200x450x365), 720H 1500W 750D, HTM67",1,"A1",700]
[null,"LWS081","WORKBENCH laboratory with inset sink (sink size 150x500x400), 920H 2100W 750D",11,"A1",1000]
[null,"LWS175","WORKTOP, with sink on right (sink size 200x450x365), 920H 1500W 750D, HTM67",9,"A1",800]
[null,"MAC009","MACHINE, key cutting, 488x525x319",1,"A2",1000]
[null,"MAC035","MACHINE, bottle filling, with pump and bottom filling device including tubing, bench top",2,"C","By Trust"]
[null,"MAC047","MACHINE mortice & tenon, floor mounted, 1982x940x686",2,"A1",1200]
[null,"MAC048","MACHINE, planer & thicknesser, floor standing, 1105x1728x1397",2,"A1",1200]
[null,"MAN9003","MANIKIN, full size, resus training",4,"C","By Trust"]
[null,"MAT004","MATTRESS, Kings Fund bed, standard backrest, 1955L 865W 125D",8,"C","By Trust"]
[null,"MAT006","MATTRESS, ITU/CCU bed, extra care",44,"C","By Trust"]
[null,"MAT008","MATTRESS, suitable for BED015",217,"C","By Trust"]
[null,"MAT010","MATTRESS, single divan, 1950L 900W",10,"C","By Trust"]
[null,"MET005","METER, pH., 190H 170L 260D",2,"C","By Trust"]
[null,"MIC020","MICROSCOPE, inverted, 300H 200W 250D",4,"C","By Trust"]
[null,"MIC023","MICROSCOPE, fluorescence, 400H 225W 300D",4,"C","By Trust"]
[null,"MIC025","MICROSCOPE, binocular, 300H 200W 300D",18,"C","By Trust"]
[null,"MIC028","MICROSCOPE, stereoscopic dissecting",3,"C","By Trust"]
[null,"MIC029","MICROSCOPE, surgical, floor standing",3,"C","By Trust"]
[null,"MIC9690","MICROSCOPE, operating, ceiling mounted",1,"B2",10000]
[null,"MIL9500","MILLING MACHINE",1,"A1",1200]
[null,"MIR001","MIRROR, wall mounted, 650H 300W",15,"A1",20]
[null,"MIR002","MIRROR, wall mounted, 900H 300W",258,"A1",20]
[null,"MIR003","MIRROR, wall mounted, 1000H 300W",3,"A1",20]
[null,"MIR004","MIRROR, wall mounted, 1600H 400W",49,"A1",35]
[null,"MIR010","MIRROR, wall mounted, 800H 300W",31,"A1",20]
[null,"MIR012","MIRROR, unbreakable/safety glass, mobile, 1600H 500W",2,"C","By Trust"]
[null,"MIR024","MIRROR, unbreakable, wall mounted, 800H 300W",5,"A1",40]
[null,"MIR026","MIRROR, unbreakable, wall mounted, 1300H 500W",291,"A1",60]
[null,"MIX009","MIXER, food, large",1,"C","By Trust"]
[null,"MNT001","DRILL, pillar, 3-phase, electric, floor mounted, 1780x475x475",1,"A1",1500]
[null,"MNT002","DRILL, 5 speed pillar drill, drilling capacity 13mm, bench mounted, 720H 205W 205D",2,"C","By Trust"]
[null,"MNT010","HACKSAW, 400mm, heavy duty, floor mounted, 1092H 407W 965D",1,"A1",6500]
[null,"MNT012","SAW, circular, 600mm, floor mounted, 1397x1010x1397",1,"A1",3000]
[null,"MNT020","LATHE, 280mm, swing centre, floor mounted, 1181x1651x750",1,"A1",3000]
[null,"MNT021","LATHE-high speed, on tray top cabinet stand mounted, 1400x1690x685mm",1,"A1",2000]
[null,"MNT040","BREAK-TANK, pre-sterilizing, integral filter, wall mounted, 385H 395W 180D",2,"A1","In Base Cost Plan"]
[null,"MNT9100","BANDSAW, 400mm, heavy duty, floor mounted, 1092x407x965mm",1,"A1",800]
[null,"MON013","MONITOR, vital signs, multi-parameter, with accessories, 280H 360W 215D",11,"C","By Trust"]
[null,"MON014","MONITOR, electrocardiograph (ECG)/blood pressure, 280H 450W 360D",10,"C","By Trust"]
[null,"MON017","MONITOR and CONTROL for CCTV, complete with flat screen monitor, keyboard, digital recorder (computer) and power supply",1,"C","By Trust"]
[null,"MON018","MONITOR multifunctional, patient neonatal",8,"C","By Trust"]
[null,"MON032","MONITOR, blood volume monitoring, 190H 510W 450D",4,"C","By Trust"]
[null,"MON042","MONITOR sedation depth, 169H 175W 100D",3,"C","By Trust"]
[null,"MON051","MONITOR, patient, MR compatible, vital signs, multi-parameter, includes pulse oximeter, 280H 360W 215D",3,"C","By Trust"]
[null,"MON9362","MONITOR, vital signs, multi-parameter, ITU, 280x360x215mm",44,"C","By Trust"]
[null,"MON9365","MONITOR, vital signs, multi-parameter, with Telemetry, Ward, 280x360x215mm",45,"C","By Trust"]
[null,"MON9378","MONITOR, vital signs, multi-parameter, Recovery, 280x360x215mm",24,"C","By Trust"]
[null,"MON9390","EEG MACHINE, 1285x530x950mm",3,"C","By Trust"]
[null,"MON961","MONITOR, patient, multi-parmeter, MRI compatible, inclusive of respiratory gas monitoring",1,"C","By Trust"]
[null,"MSC001","CABINET tall, 600mm facing, (600x400 inserts), with formed plastic liners, open, on plinth, o/a height 2100",51,"A1",260]
[null,"MSC002","CABINET tall, 600mm facing, (600x400 inserts), with formed plastic liners and 10 telescopic runners, open, on plinth, o/a height 2100, HTM71",9,"A1",500]
[null,"MSC003","CABINET tall, 600mm facing, (600x400 inserts), with formed plastic liners and 5 telescopic runners, open, on plinth, o/a height 2100, HTM71",16,"A1",400]
[null,"MSC041","CABINET tall, 600mm facing, (600x400 inserts), with formed plastic liners, 1 door hinged right, on plinth, o/a height 2100, HTM71",123,"A1",300]
[null,"MSC081","CABINET base, 600mm facing, (600x400 inserts), with formed plastic liners, 1 door hinged right, on plinth, o/a height 900, HTM71",48,"A1",200]
[null,"MSC082","CABINET base, 600mm facing, (600x400 inserts), with formed plastic liners, 1 door hinged left, on plinth, o/a height 900",18,"A1",200]
[null,"MSC083","CABINET base, 600mm facing, (600x400 inserts), with 6 telescopic runners, 1 door hinged right, on plinth, o/a height 900, HTM71",32,"A1",350]
[null,"MSC085","CABINET base, 600mm facing, (600x400 inserts), with 3 telescopic runners, 1 door hinged right, on plinth, o/a height 900, HTM71",21,"A1",200]
[null,"MSC086","CABINET base, 600mm facing, (600x400 inserts), with 3 telescopic runners, 1 door hinged left, on plinth, o/a height 900 HTM71",42,"A1",200]
[null,"MSC091","CABINET base, 400mm facing, (400x600 inserts), with formed plastic liners, 1 door hinged right, on plinth, o/a height 900, HTM71",20,"A1",300]
[null,"MSC092","CABINET base, 400mm facing, (400x600 inserts), with formed plastic liners, 1 door hinged left, on plinth, o/a height 900",20,"A1",200]
[null,"MSC096","CABINET base, 400mm facing, (400x600 inserts), with 3 telescopic runners, 1 door hinged left, on plinth, o/a height 900, HTM71",12,"A1",200]
[null,"MSC123","CABINET top, 400mm facing, (400x300 inserts), with formed plastic liners, 1 door hinged left, wall mounted",7,"A1",200]
[null,"MSC127","CABINET top, 600mm facing, (600x400 inserts), with formed plastic liners, 1 door hinged right, wall mounted",29,"A1",150]
[null,"MSC128","CABINET top, 600mm facing, (600x400 inserts), with formed plastic liners, 1 door hinged left, wall mounted",24,"A1",160]
[null,"MSC145","CABINET STAND, 900x650x450",5,"A1",300]
[null,"MSC182","CABINET base, 600mm facing, with 2 shelves, 1 door hinged right, on plinth, o/a height 900, HTM71",23,"A1",150]
[null,"MSC183","CABINET base, 600mm facing, with 2 shelves, 1 door hinged left, on plinth, o/a height 900, HTM71",50,"A1",275]
[null,"MSC186","CABINET base, 400mm facing, with 2 shelves, open, on plinth, o/a height 900",5,"A1",130]
[null,"MSC187","CABINET base, 400mm facing, with 2 shelves, 1 door hinged right, on plinth, o/a height 900, HTM71",73,"A1",150]
[null,"MSC188","CABINET base, 400mm facing, with 2 shelves, 1 door hinged left, on plinth, o/a height 900, HTM71",78,"A1",145]
[null,"MSC192","CABINET top, 400mm facing, with 1 shelf, 1 door hinged right, wall mounted, HTM71",2,"A1",100]
[null,"MSC193","CABINET top, 400mm facing, with 1 shelf, 1 door hinged left, wall mounted",3,"A1",100]
[null,"MSC196","CABINET top, 600mm facing, with 1 shelf, open, wall mounted, HTM71",18,"A1",100]
[null,"MSC197","CABINET top, 600mm facing, with 1 shelf, 1 door hinged right, wall mounted",40,"A1",100]
[null,"MSC198","CABINET top, 600mm facing, with 1 shelf, 1 door hinged left, wall mounted, HTM71",71,"A1",100]
[null,"MSC253","CABINET/DRAWER features, base, 600mm facing, 4 drawer, on plinth, o/a height 900, HTM71",2,"A1",200]
[null,"MSC261","CABINET/DRAWER features, base, 400mm facing, 3 drawer (mix height), on plinth, o/a height 900, HTM71",4,"A1",200]
[null,"MSC262","CABINET/DRAWER features, base, 400mm facing, 3 drawer, on plinth, o/a height 900, HTM71",4,"A1",200]
[null,"MSC263","CABINET/DRAWER features,  base, 400mm facing, 4 drawer, on plinth, o/a height 900, HTM71",6,"A1",220]
[null,"MSC264","CABINET/DRAWER features,  base, 400mm facing, 5 drawer, on plinth, o/a height 900",1,"A1",220]
[null,"MSC501","PHARMACY CABINET, 600mm facing, with 4 shelves, 1 pull out prep. shelf, warning light, 1 door hinged right w/security lock, o/a height 1200, HTM71",2,"A2",800]
[null,"MSC503","PHARMACY CABINET, 600mm facing, with 4 shelves, 1 pull out prep. shelf, controlled drugs cupboard, warning light, 1 door hinged right w/security safe lock, o/a height 1200, HTM71",41,"A2",800]
[null,"MSC504","PHARMACY CABINET, 600mm facing, with 4 shelves, 1 pull out prep. shelf, controlled drugs cupboard, warning light, 1 door hinged left w/security safe lock, o/a height 1200",8,"A2",800]
[null,"MSC505","PHARMACY CABINET, 400mm facing, with 4 shelves, 1 pull out prep. shelf, warning light, 1 door hinged right w/security lock, o/a height 1200",2,"A2",800]
[null,"MSC511","ENDOSCOPE CUPBOARD, 600mm facing, with 2 pull-out vertical panels, 1 door hinged right, on plinth, o/a height 2100",8,"A2",12000]
[null,"MSC520","CATHETER CUPBOARD, 600mm facing, with formed plastic liners, incl. shelf with 5 telescopic rails, open, on plinth, o/a height 2100, HTM71",16,"A1",525]
[null,"MSC521","CATHETER CUPBOARD, 600mm facing, with formed plastic liners, incl. shelf with 5 telescopic rails , 1 door hinged right, on plinth, o/a height 2100, HTM71",2,"A1",525]
[null,"MSC612","CABINET, base, built-in, pass-through, 2 set of 2 doors, lockable, 900H 1310W 600D nominal",14,"A1",900]
[null,"MSF006","FRAME shelving supports, with distance pieces, 1 bay, 600mm facing, 28 pre-drill holes per upright, steel, o/a 2130H 670W 465D nominal, HTM71",19,"A1",200]
[null,"MSF007","FRAME shelving supports, with distance pieces, additional bay, 600mm facing, 28 pre-drill holes per upright, steel, o/a 2130H 630W 465D nominal, HTM71",28,"A1",200]
[null,"MSF021","FRAME long span shelving supports, with distance pieces, 1 bay, 600mm deep, 5 shelf (4 adjustable), steel, 2130H 1000W 665D nominal, HTM71",71,"A1",200]
[null,"MSF022","FRAME long span shelving supports, with distance pieces, additional bay, 600mm deep, 5 shelf (4 adjustable), steel, 2100H 1000W 665D nominal, HTM71",126,"A1",200]
[null,"MSF026","FRAME long span shelving supports, with distance pieces, 1 bay, 400mm deep, 5 shelf (4 adjustable), steel, 2130H 1000W 465D nominal",248,"A1",200]
[null,"MSF027","FRAME long span shelving supports, with distance pieces, additional bay, 400mm deep, 5 shelf (4 adjustable), steel, 2100H 1000W 465D nominal, HTM71",339,"A1",200]
[null,"MST001","TROLLEY, single open frame, with handle, up to 5 sets of runners, 600mm facing, approx 850H 730W 450D, HTM71",32,"C","By Trust"]
[null,"MST002","TROLLEY, single open frame, with handle and worktop, up to 5 sets of runners, 600mm facing, approx 850H 730W 450D, HTM71",25,"C","By Trust"]
[null,"MST005","TROLLEY, small, half size, with 5 sets of runners, 400mm facing, 850H 445W 350D nominal, HTM71",72,"C","By Trust"]
[null,"MST007","TROLLEY, lockable, closed, with worktop, approx 900H 660W 500D, 600mm facing, HTM71",174,"C","By Trust"]
[null,"MSW001","WORKTOP, for 1x 600mm facing inserts cabinet, 655W 500D nominal",8,"A1",170]
[null,"MSW002","WORKTOP, for 2x 600mm facing inserts cabinets, 1310W 500D nominal",28,"A1",170]
[null,"MSW004","WORKTOP, for 4x 600mm facing inserts cabinets, 2620W 500D nominal, HTM71",6,"A1",300]
[null,"MSW012","WORKTOP, for 2x 400mm facing inserts cabinets, 910W 700D nominal",8,"A1",150]
[null,"MSW013","WORKTOP, for 3x 400mm facing inserts cabinets, 1365W 700D nominal, HTM71",14,"A1",180]
[null,"MSW014","WORKTOP, for 4x 400mm facing inserts cabinets, 1820W 700D nominal, HTM71",33,"A1",225]
[null,"MSW015","WORKTOP, for 5x 400mm facing inserts cabinets, 2275W 700D nominal, HTM71",2,"A1",300]
[null,"MSW020","WORKTOP, for 600mm facing inserts cabinets, 1000W 500D nominal, HTM71",24,"A1",130]
[null,"MSW025","WORKTOP, for 600mm facing inserts cabinets, 1500W 500D nominal",29,"A1",200]
[null,"MSW028","WORKTOP, for 600mm facing inserts cabinets, 1800W 500D nominal, HTM71",2,"A1",250]
[null,"MSW034","WORKTOP, for 600mm facing inserts cabinets, 2400W 500D nominal, HTM71",19,"A1",300]
[null,"MSW040","WORKTOP, for 600mm facing inserts cabinets, 3000W 500D nominal, HTM71",8,"A1",350]
[null,"MSW060","WORKTOP, for 400mm facing inserts cabinets, 1000W 700D nominal, HTM71",15,"A1",130]
[null,"MSW062","WORKTOP, for 400mm facing inserts cabinets, 1200W 700D nominal",19,"A1",160]
[null,"MSW065","WORKTOP, for 400mm facing inserts cabinets, 1500W 700D nominal",15,"A1",200]
[null,"MSW068","WORKTOP, for 400mm facing inserts cabinets, 1800W 700D nominal",6,"A1",280]
[null,"MSW074","WORKTOP, for 400mm facing inserts cabinets, 2400W 700D nominal",3,"A1",300]
[null,"MSW080","WORKTOP, for 400mm facing inserts cabinets, 3000W 700D nominal, HTM71",15,"A1",400]
[null,"NCU001","BABY NAPPY CHANGING UNIT, folds up base, heavy duty plastic, safety straps, wall mounted, 900H 560W 885D",11,"A1",450]
[null,"NOQ9990","NO EQUIPMENT LISTED FOR THIS ROOM",6,"C","By Trust"]
[null,"OUT002","OUTLET cable, wall/trunking mounted",272,"A1","In Base Cost Plan"]
[null,"OUT004","OUTLET cable, fused, 13 amp, ceiling mounted",20,"A1","In Base Cost Plan"]
[null,"OUT005","SOCKET outlet switched 13amp single, wall mounted",912,"A1","In Base Cost Plan"]
[null,"OUT006","SOCKET outlet unswitched 13amp single, wall mounted",34,"A1","In Base Cost Plan"]
[null,"OUT009","SOCKET outlet switched 13 amp twin, floor mounted",20,"A1","In Base Cost Plan"]
[null,"OUT010","SOCKET outlet switched 13amp twin, wall mounted",3377,"A1","In Base Cost Plan"]
[null,"OUT011","SOCKET outlet switched 13amp double, pilot light",353,"A1","In Base Cost Plan"]
[null,"OUT012","SOCKET outlet switched 13amp twin, trunking mounted",1335,"A1","In Base Cost Plan"]
[null,"OUT021","SOCKET outlet switched 13amp single, industrial pattern, wall mounted",4,"A1","In Base Cost Plan"]
[null,"OUT025","SOCKET outlet shaver, wall/trunking mounted",63,"A1","In Base Cost Plan"]
[null,"OUT026","SOCKET outlet switched 30amp single, TP&N, wall mounted",7,"A1","In Base Cost Plan"]
[null,"OUT030","SOCKET outlet switched 13amp single, splashproof",29,"A1","In Base Cost Plan"]
[null,"OUT032","SOCKET outlet switched 13amp double, splashproof",18,"A1","In Base Cost Plan"]
[null,"OUT046","CONNECTION UNIT unswitched 13amp, flex outlet, wall/trunking mounted",25,"A1","In Base Cost Plan"]
[null,"OUT049","CONNECTION UNIT switched 13amp, flex outlet, wall/trunking mounted",253,"A1","In Base Cost Plan"]
[null,"OUT050","OUTLET to controlled drugs cupboard, wall mounted",67,"A1","In Base Cost Plan"]
[null,"OUT052","CONNECTION UNIT, switched, 13 amp",251,"A1","In Base Cost Plan"]
[null,"OUT053","CONNECTION UNIT switched 13amp, splashproof, wall mounted",1,"A1","In Base Cost Plan"]
[null,"OUT055","CONNECTION UNIT, switched, 13 amp, ceiling mounted",16,"A1","In Base Cost Plan"]
[null,"OUT056","CONNECTION UNIT unswitched 13amp, wall/trunking mounted",70,"A1","In Base Cost Plan"]
[null,"OUT059","CONNECTION UNIT switched 13amp, flex, indicator light",152,"A1","In Base Cost Plan"]
[null,"OUT061","OUTLET isolator 15amp, SP&N",11,"A1","In Base Cost Plan"]
[null,"OUT062","OUTLET isolator 30amp, SP&N",5,"A1","In Base Cost Plan"]
[null,"OUT063","OUTLET isolator 30amp, TP&N",1,"A1","In Base Cost Plan"]
[null,"OUT067","OUTLET isolator 15amp, TP&N",21,"A1","In Base Cost Plan"]
[null,"OUT075","OUTLET isolator 20amp, TP&N, wall mounted",27,"A1","In Base Cost Plan"]
[null,"OUT079","OUTLET isolator to be to equipment manufacturers specification.",20,"A1","In Base Cost Plan"]
[null,"OUT081","CONNECTION BOX 32amp single phase",3,"A1","In Base Cost Plan"]
[null,"OUT086","CONNECTION BOX 63amp single phase",1,"A1","In Base Cost Plan"]
[null,"OUT096","OUTLET earthing point, shrouded, wall mounted",8,"A1","In Base Cost Plan"]
[null,"OUT115","SOCKET outlet dictaphone, wall mounted",2,"A1","In Base Cost Plan"]
[null,"OUT116","SOCKET outlet dictaphone, ceiling mounted",2,"A1","In Base Cost Plan"]
[null,"OUT121","SOCKET outlet, computer data, single",142,"A1","In Base Cost Plan"]
[null,"OUT122","SOCKET outlet computer data, floor mounted",2,"A1","In Base Cost Plan"]
[null,"OUT126","SOCKET outlet switched 13amp double, with data protection mains RF filter/suppressor",4,"A1","In Base Cost Plan"]
[null,"OUT131","SOCKET outlet double data/voice, wall/trunking mounted",1599,"A1","In Base Cost Plan"]
[null,"OUT133","SOCKET outlet double data, wall/trunking mounted",560,"A1","In Base Cost Plan"]
[null,"OUT135","SOCKET outlet single data, ceiling mounted",14,"A1","In Base Cost Plan"]
[null,"OUT151","SOCKET outlet patient monitoring, wall/trunking mounted",52,"A1","In Base Cost Plan"]
[null,"OUT206","SOCKET outlet television aerial, single, wall mounted",29,"A1","In Base Cost Plan"]
[null,"OUT207","SOCKET outlet aerial television, closed circuit, wall mounted",21,"A1","In Base Cost Plan"]
[null,"OUT208","SOCKET outlet television aerial, single, ceiling mounted",8,"A1","In Base Cost Plan"]
[null,"OUT209","SOCKET outlet television aerial, single, trunking mounted",8,"A1","In Base Cost Plan"]
[null,"OUT210","SOCKET outlet two-way communication system (intercom), wall mounted",22,"A1","In Base Cost Plan"]
[null,"OUT215","SOCKET outlet, telephone",712,"A1","In Base Cost Plan"]
[null,"OUT216","SOCKET outlet telephone, floor mounted",7,"A1","In Base Cost Plan"]
[null,"OUT217","SOCKET outlet telephone, trunking mounted",14,"A1","In Base Cost Plan"]
[null,"OUT301","OUTLET cold water for equipment",47,"A1","In Base Cost Plan"]
[null,"OUT315","OUTLET drinking water for equipment",49,"A1","In Base Cost Plan"]
[null,"OUT341","OUTLET, drainage, anti-syphon",34,"A1","In Base Cost Plan"]
[null,"OUT342","OUTLET, drain point",2,"A1","In Base Cost Plan"]
[null,"OUT345","OUTLET, floor drainage and grating, 150mm dia. hospital pattern. HTM64FOH",210,"A1","In Base Cost Plan"]
[null,"OUT349","OUTLET, drain, trapped gulley",23,"A1","In Base Cost Plan"]
[null,"OUT351","OUTLET, floor drainage and grating, 400W 400D, general pattern. HTM64FOG",4,"A1","In Base Cost Plan"]
[null,"OUT406","OUTLET compressed air, industrial, wall mounted",16,"A1","In Base Cost Plan"]
[null,"OUT452","OUTLET 4 kPa compressed air medical, trunking mounted",340,"A1","In Base Cost Plan"]
[null,"OUT453","OUTLET, 400 kPa compressed air, medical",12,"A1","In Base Cost Plan"]
[null,"OUT454","OUTLET 700 kPa compressed air surgical",2,"A1","In Base Cost Plan"]
[null,"OUT460","OUTLET nitrous oxide/oxygen mixture medical, wall mounted",1,"A1","In Base Cost Plan"]
[null,"OUT461","OUTLET nitrous oxide, medical",11,"A1","In Base Cost Plan"]
[null,"OUT463","OUTLET nitrous oxide medical, trunking mounted",19,"A1","In Base Cost Plan"]
[null,"OUT470","OUTLET oxygen medical",38,"A1","In Base Cost Plan"]
[null,"OUT471","OUTLET oxygen medical, trunking mounted",385,"A1","In Base Cost Plan"]
[null,"OUT475","OUTLET vacuum medical",37,"A1","In Base Cost Plan"]
[null,"OUT476","OUTLET vacuum medical, trunking mounted",381,"A1","In Base Cost Plan"]
[null,"OUT480","OUTLET gas scavenging, medical, (AGS), wall mounted",9,"A1","In Base Cost Plan"]
[null,"OUT481","OUTLET gas scavenging medical (AGS), trunking mounted",19,"A1","In Base Cost Plan"]
[null,"OUT9002","Earphone jack (for headphones)",36,"A1","In Base Cost Plan"]
[null,"OUT9005","OUTLET, 400 kPa compressed air, medical, MRI compatible",2,"A1","In Base Cost Plan"]
[null,"OUT9006","OUTLET nitrous oxide, medical, MRI compatible",2,"A1","In Base Cost Plan"]
[null,"OUT9007","OUTLET oxygen medical, MRI compatible",2,"A1","In Base Cost Plan"]
[null,"OUT9008","OUTLET vacuum medical, MRI compatible",2,"A1","In Base Cost Plan"]
[null,"OUT909","SOCKET outlet switched 13amp twin, MRI compatible",3,"A1","In Base Cost Plan"]
[null,"OUT950","SOCKET outlet double data/voice, wall/trunking mounted, MRI compatible",2,"A1","In Base Cost Plan"]
[null,"OUT9560","OUTLET to controlled drugs cupboard, remote signalling to nurse call, wall mounted",1,"A1","In Base Cost Plan"]
[null,"OUT9590","CONNECTION UNIT, fridge temperature alarm, connect to BMS",15,"A1","In Base Cost Plan"]
[null,"OVE010","OVEN, microwave, medium duty, 1600watt, capacity 26 litres, 370H 465W 600D",1,"A1",300]
[null,"OVE013","OVEN, microwave, heavy duty, 1600watt, capacity 26 litres, 370H 465W 410D",24,"C","By Trust"]
[null,"OVE015","OVEN, microwave, super heavy duty, 1850watt, capacity 26 litres, stainless steel, 370H 465W 615D",25,"C","By Trust"]
[null,"PAN052","PANEL operating theatre, to meet the theatre requirements",10,"A2","In Base Cost Plan"]
[null,"PAN053","PANEL operating theatre, to meet the theatre requirements",3,"A2","In Base Cost Plan"]
[null,"PAN069","PANEL media, for satellite dialysis machine, wall mounted",5,"A2","In Base Cost Plan"]
[null,"PAN160","TOOL PANEL, mild steel, perforated, with movable adjustable tool holders, 500x457",12,"A1",700]
[null,"PAN900","PANEL; fire alarm panel; wall mounted",1,"A2","In Base Cost Plan"]
[null,"PAN9000","PANEL; BMS",1,"A2","In Base Cost Plan"]
[null,"PAN901","PANEL; nurse call",1,"A2","In Base Cost Plan"]
[null,"PAN904","PANEL; medical gas; wall mounted.",1,"A2","In Base Cost Plan"]
[null,"PAR018","Partition, 2700x100x1800",2,"C","By Trust"]
[null,"PAR021","Partition, 2700x100x2100",6,"C","By Trust"]
[null,"PAS002","PASTEURISER infant feed, bottle capaicty 24 x 250ml (6 litres), stainless steel construction",3,"A2",12000]
[null,"PEG001","PEGS, equipment, small, 2, wall mounted",9,"A1",25]
[null,"PEG005","PEGS, equipment, 3 (500mm spacing), wall mounted",8,"A1",30]
[null,"PEN001","PENDANT medical supply unit outlets: 2x 13amp switched double, Medical Oxygen, Medical Nitrous Oxide,  Vacuum medical, MA4, AGS",2,"A2",4500]
[null,"PEN002","PENDANT ANAESTHETIC medical and power supply unit, vertical movement, ceiling mounted, outlets comprising:\n4x socket outlet, 13amp, switched, double\n1x outlet oxygen, medical\n1x outlet nitrous oxide, medical\n1x outlet compressed air medical, (4 bar)\n1x outlet compressed air surgical, (7 bar)\n2x outlet vacuum, medical\n1x AGS, medical",3,"A2",6000]
[null,"PEN006","PENDANT SURGICAL, medical and power supply unit, tandem, lateral and vertical movement, ceiling mounted, outlets comprising:\n6x socket outlet 13amp double\n1x outlet oxygen medical\n1x outlet nitrous oxide medical\n1x compressed air medical, (4 bar)\n1x compressed air surgical, (7 bar)\n2x outlet vacuum medical\n1x AGS medical",13,"A2",9000]
[null,"PEN009","PENDANT outlets: 2x 13amp double - OUT010, Oxygen medical - OUT470, Vacuum medical OUT475, MA4 - OUT453",13,"A2",4500]
[null,"PEN010","PENDANT power supply unit, outlets: 2x 13amp switched, double, flexible unit, ceiling mounted",2,"A2",2000]
[null,"PEN013","PENDANT ANAESTHETIC, medical and power supply unit, tandem, lateral and vertical movement, ceiling mounted, outlets comprising:\n6x socket outlets 13amp double\n1x outlet oxygen medical\n1x outlet nitrous oxide medical\n1x compressed air medical, (4 bar)\n1x compressed air surgical, (7 bar)\n2x outlet vacuum medical\n1x AGS medical",13,"A2",9000]
[null,"PEN017","PENDANT DATA services, lateral and vertical movement, ceiling mounted. Includes :\nLIG9004 - Task Lamp\n13A Socket Outlet x 10\nData/Voice Socket Oulet x 6\nTelephone Outlet x 1\nFacility for fixing 1 x COM9604 Monitor",44,"A2",7500]
[null,"PEN020","PENDANT RESUSCITIATION medical and power supply unit, 2 articulated arms, with docking system, ceiling mounted, medical gases and power outlets comprising:\n-Ventilator arm;\n  8x socket outlet switched 13amp single\n  1x outlet oxygen medical \n  1x outlet compressed air medical\n  1x outlet vacuum medical\n  1x outlet nitrous oxide medical\n  1x outlet gas scavenging (AGS)\n  1x socket outlet patient monitoring with cover plate\n\n- Power and media arm;\n   4x socket outlet switched 13amp single\n   1x push button staff emergency call\n   1x switch dimmer modulating\n   1x telephone socket outlet",2,"A2",12000]
[null,"PEN025","PENDANT INTENSIVE/CRITICAL CARE medical and power supply unit, 2 articulated arms, with docking system, ceiling mounted, medical gases and power outlets comprising:\nInfusion arm;\n10x socket outlet 13amp single\n  4x outlet vacuum medical\nVentilator arm;\n18x socket outlet 13amp single\n 1x push button staff emergency call\n 1x push button staff 'crash' call\n 4x outlet oxygen medical\n 4x outlet compressed air medical\n 1x outlet compressed air surgical\n 1x socket outlet patient monitoring\n 1x switch dimmer modulating\n 1x outlet nitrous oxide medical (optional) \n 1x outlet gas scavenging medical, (AGS) (optional)\nElectrical \n 1x Telephone/nurse call socket\n 1x  Bedlight control switch; ON/DIM/OFF\n 1x Bedlight fuse unit\n 1x Examination lamp\n 1x Warmer blood/fluid, maintains temperature between 36 - 43 deg.C at flow rates up to 500 ml/min,  nominal 130H 910W 100D",44,"A2",14000]
[null,"PEN040","PENDANT, for electrical services and medical gases",2,"A2",3500]
[null,"PIG008","PIGEONHOLE UNIT, two level, 8 compartments, 600x600x300",12,"A1",120]
[null,"PIR001","PIRD",107,"A1","In Base Cost Plan"]
[null,"PLA002","PLATFORM, step-stand, stackable, portable, 130H 480W 330D",30,"C","By Trust"]
[null,"PRI010","PRINTER multifunction, network, floor standing",4,"C","By Trust"]
[null,"PRI015","PRINTER, label, portable",13,"C","By Trust"]
[null,"PRI017","PRINTER bar code label, 230H 240W 370D",5,"C","By Trust"]
[null,"PRO016","PROCESSOR, dry laser imager, throughput 150 films per hour, floor standing",1,"C","By Trust"]
[null,"PRO023","PROJECTOR, overhead",15,"C","By Trust"]
[null,"PRO026","PROJECTOR, multi-media, ceiling mounted",20,"B2",20]
[null,"PRO9004","PROJECTOR, muti-media, digital, portable",1,"C","By Trust"]
[null,"PUM9920","PUMP, intra-aortic balloon pump, mobile, 1285x530x950mm",2,"C","By Trust"]
[null,"RAC001","RACK, drainage, bedpan holder (5), with drip tray, wall mounted",24,"A1",150]
[null,"RAC023","RACK, boot, 6 places, 900H 900W 400D",1,"C","By Trust"]
[null,"RAC026","RACK, shoe, 4 shelves, double sided",2,"C","By Trust"]
[null,"RAC062","RACK, gas cylinder, holds 2 cylinders 670 long with  diameter 180-270mm, wall mounted, 1000H 550W 350D",3,"A1",100]
[null,"RAC069","RACK, medical gas, 6 cylinder, 1 metre height",8,"C","By Trust"]
[null,"RAC089","RACK, leaflet/pamphlet, 4 sections, with adjustable dividers, wall mounted, 300H 805W 215D",9,"A1",100]
[null,"RAC090","RACK, leaflet/pamphlet, single section, 5 dividers, wall mounted, 150H 1000W 100D",1,"A1",80]
[null,"RAC091","RACK, magazine, 3 shelves, floor standing, fixed to the wall, 1400H 900W 300D",31,"A1",80]
[null,"RAC094","RACK, magazine, double sided, mobile",1,"C","By Trust"]
[null,"RAC155","RACK shoe, (bridge unit base between lockers assembly) 175H 900W 450D",29,"A1",140]
[null,"RAC167","RACK, tote box, single sided, with containers, louvered panel 1080x900, mobile, o/a 1195H 955W 460D",13,"C","By Trust"]
[null,"RAC196","RACK, x-ray lead apron, 5 hangers hinged, wall mounted",23,"A1",400]
[null,"RAC197","RACK, x-ray lead apron, 6 swivel arms, mobile",2,"C","By Trust"]
[null,"RAC222","RACK, mobile, clothing, double, 1800x1800x1000",2,"C","By Trust"]
[null,"RAC320","RACK, freestanding, 4 tier, 1700H 1800W 450D",2,"C","By Trust"]
[null,"RAC352","*RACK, wire mesh, strong, includes 6 shelves 227 wide and 8 shelves 152 wide, o/a 610H 1295W 305D",5,"C","By Trust"]
[null,"RAC354","RACK, wire mesh, sterile pack storage, (catheters)",3,"A1",500]
[null,"RAC362","RACK, catheter, vertical, 2 compartments, 420H 160W 65D",168,"A1",200]
[null,"RAC379","RACK, stainless steel, 4 wire shelves, 1590H 1220W 455D",20,"C","By Trust"]
[null,"RAC403","RACK, metal, 3 internal shelves, 1850H 1000W 480D",2,"C","By Trust"]
[null,"RAC406","RACK, metal, 1 bay, 4 shelves, 1980H 900W 650D",2,"C","By Trust"]
[null,"RAC410","RACK, metal, 1 bay, 4 shelves, 1800x1200x600",2,"C","By Trust"]
[null,"RAC416","RACK, metal, 1 bay, 4 shelves, 1980H 900W 300D",4,"C","By Trust"]
[null,"RAC417","RACK, metal, 1 bay, 4 shelves, 2000x900x450mm",9,"C","By Trust"]
[null,"RAC420","RACK, metal, 1 bay, 4 shelves, 2000H 914W 600D",1,"A1",140]
[null,"RAC422","RACK, metal, 2 bays, 4 shelves, 2000H 1800W 600D",2,"C","By Trust"]
[null,"RAC425","RACK, metal, 2 bays, 4 shelves, 1980H 1800W 450D",1,"C","By Trust"]
[null,"RAC436","RACK, timber, single sided cantilever racking, max load 4800 kg. 4 uprights. 6 storage levels, max load p/arm 200kg, 3000H 1800W  600D",1,"A1",1200]
[null,"RAC440","RACK, leaflet, wall mounted, 915H 250W 105D",11,"A1",200]
[null,"RAC445","RACK UNIT, metal, 1 bay, single sided, 5 fixed shelves with dividers, 2215H 900W 300D",34,"A1",240]
[null,"RAC450","RACK UNIT, metal, 1 bay, double sided, 10 fixed shelves with dividers, 2215H 900W 600D",12,"A1",440]
[null,"RAI003","RAIL, apron hanging, fitted with 10 hooks, 1200W 150D",1,"A1",300]
[null,"RAI048","RAIL, grab, vertical, wall mounted, 600mm",728,"A1",40]
[null,"RAI056","RAIL, towel, single, stainless steel, 15mm dia. 600mm",3,"A1",40]
[null,"RAI061","RAIL, towel, single stainless steel, 15mm dia. 450mm",12,"A1",30]
[null,"RAI062","RAIL, towel, triple swing arm, chromium plated, 12.5mm dia. 460mm",27,"A1",40]
[null,"RAI076","RAIL, grab, horizontal, wall mounted, 400mm",5,"A1",30]
[null,"RAI078","RAIL, grab, horizontal, cranked, U-shape, wall mounted, 1200W 900D",6,"A1",40]
[null,"RAI079","RAIL, grab, horizontal, wall mounted, 750mm",11,"A1",40]
[null,"RAI081","RAIL, grab, horizontal, wall mounted, 900mm",8,"A1",40]
[null,"RAI084","RAIL, grab, horizontal, cranked, wall mounted, 1900mm",5,"A1",75]
[null,"RAI088","RAIL, grab, horizontal, cranked, L-shape, wall mounted, 1000W 800D",2,"A1",80]
[null,"RAI089","RAIL, grab, horizontal, cranked, L-shape,  wall mounted, with floor mounted leg support, 750W 350D",4,"A1",120]
[null,"RAI130","RAIL, clinical equipment, wall mounted, 600mm",34,"A1",80]
[null,"RAI132","RAIL, clinical equipment, wall mounted, 1200mm",22,"A1",95]
[null,"RAI134","RAIL, clinical equipment, wall mounted, 1600mm",226,"A1",110]
[null,"RAI136","RAIL, clinical equipment, wall mounted, 2100mm",38,"A1",140]
[null,"RAI158","RAIL, grab, horizontal, wall / door mounted, 500mm",7,"A1",25]
[null,"RAI159","RAIL, grab, horizontal, with supports, wall mounted, 600mm",87,"A1",40]
[null,"RAI161","RAIL, grab, horizontal, wall mounted, 600mm",319,"A1",40]
[null,"RAI164","RAIL, grab, horizontal, cranked, L-shape, wall mounted, 1550W 450D",11,"A1",100]
[null,"RAI172","RAIL, grab, hinged, wall mounted, 650mm",283,"A1",125]
[null,"RAI174","RAIL, grab, hinged, wall mounted, 650mm with toilet roll holder",187,"A1",125]
[null,"RAI175","RAIL, grab, hinged, wall mounted, 750mm",20,"A1",125]
[null,"RAI184","RAIL, grab, horizontal, cranked, L-shape, wall mounted, with floor mounted leg support,  900W 350D",1,"A1",80]
[null,"RAI260","RAIL for shower curtain, 1000mm",28,"A1",55]
[null,"RAI262","RAIL for shower curtain, 1200mm",7,"A1",100]
[null,"RAI267","RAIL for shower curtain, L-shape, 1600L 1100W",11,"A1",120]
[null,"RAI277","RAIL for shower curtain, U-shape, 1000W 920D",179,"A1",120]
[null,"REC005","RADIO, with CD and cassette player",1,"C","By Trust"]
[null,"REC030","RECORDER/VIDEO, playback",5,"C","By Trust"]
[null,"REC032","RECORDER/DVD, playback",34,"C","By Trust"]
[null,"REC9002","HI-FI SYSTEM, with CD player",7,"C","By Trust"]
[null,"REF042","REFRIGERATED DEEP FREEZE CABINET, capacity 243 litres, internal temperature gauge, 1450H 600W 600D",1,"C","By Trust"]
[null,"REF053","REFRIGERATOR, laboratory, capacity 160 litres, external temperature gauge, automatic defrost, lockable, underbench, 850H 550W 620D",3,"C","By Trust"]
[null,"REF058","REFRIGERATOR, capacity 160 litres, automatic defrost, stainless steel, underbench, external temperature gauge, lockable, on castors, 850H 610W 600D",51,"C","By Trust"]
[null,"REF059","REFRIGERATOR, medical (drug/vaccine), capacity 160 litre, external temperature gauge, automatic defrost, lockable, underbench, 850H 550W 620D",29,"A2",350]
[null,"REF060","REFRIGERATOR, reagents, capacity 110 litre, external temperature gauge, automatic defrost, underbench, 850H 500W 590D",1,"C","By Trust"]
[null,"REF062","REFRIGERATOR, capacity 82 litres, external temperature gauge, lockable, 660H 500W 510D",6,"A2",350]
[null,"REF065","REFRIGERATOR, capacity 285 litres, 1430H 600W 635D",1,"C","By Trust"]
[null,"REF066","REFRIGERATOR, capacity 390 litres, 1855H 645W 595D",6,"C","By Trust"]
[null,"REF067","REFRIGERATOR, capacity 385 litre, automatic defrost, stainless steel, external temperature gauge, lockable, on castors, 1995H 600W 700D",6,"C","By Trust"]
[null,"REF080","REFRIGERATOR, blood, 25 packs per drawer, 2 drawer, with built-in alarm system, external temperature gauge, 1030H 690W 760D",1,"C","By Trust"]
[null,"REF082","REFRIGERATOR, blood, capacity 577 litres, single with temperature alarm system, external temperature gauge, 1995H 730W 800D",1,"C","By Trust"]
[null,"REF083","REFRIGERATOR, blood with temperature alarm system, external temperature gauge, 1900H 1450W 800D",1,"C","By Trust"]
[null,"REF084","REFRIGERATOR, blood, capacity 1245 litres, double door, with temperature alarm system, external temperature gauge, 1995H 1460W 800D",2,"C","By Trust"]
[null,"REF087","REFRIGERATOR, blood bank, external temperature gauge, underbench",1,"C","By Trust"]
[null,"REF091","REFRIGERATOR, drug, capacity 35 litres, external temperature gauge, lockable, wall mounted, 510H 380W 445D",24,"A2",400]
[null,"REF103","REFRIGERATED DEEP FREEZE, capacity 327 litres, vertical type, sparkfree interior, 1840H 660W 685D",6,"C","By Trust"]
[null,"REF107","REFRIGERATOR MACHINE, ice production 23 kg ice/24hours, 650H 475W 450D",5,"C","By Trust"]
[null,"REF112","REFRIGERATOR display, canned drinks, capacity 390 litres, 1855H 645W 595D",1,"C","By Trust"]
[null,"REF120","REFRIGERATOR/FREEZER, capacity 160 litres refrigerator, 126 litres freezer, 1650H 550W 610D",5,"C","By Trust"]
[null,"REF122","REFRIGERATOR/FREEZER, capacity 358 litres refrigerator, 143 litres  freezer, 1700H 820W 720D",2,"C","By Trust"]
[null,"REF9366","FREEZER, capacity 390 litres, 1855H 645W 595D",1,"C","By Trust"]
[null,"REF9870","REFRIGERATOR, blood, 250 units, double sided entry, with temperature alarm system, 1800x1600x600mm",1,"A2",9000]
[null,"REG001","REGISTER, cash, electric",2,"C","By Trust"]
[null,"REG9210","FLOWMETER, oxygen, pipeline, 15L/min, wall mounted",432,"C","By Trust"]
[null,"REG9230","FLOWMETER, air, pipeline, 15L/min, wall mounted",370,"C","By Trust"]
[null,"REG9260","SUCTION UNIT, pipeline, high pressure, wall mounted",397,"C","By Trust"]
[null,"REG9280","SUCTION UNIT, pipeline, low pressure, wall mounted",62,"C","By Trust"]
[null,"RES002","REST FOOT, height adjustable, 380-510H 501W 300D (Standard)",4,"C","By Trust"]
[null,"RES028","RESIDUAL CURRENT DEVICE (RDS), 13amp, S.P.& N, wall mounted",2,"A1","In Base Cost Plan"]
[null,"RES030","RESIDUAL CURRENT DEVICE (RDS), 30amp, S.P.& N, wall mounted",7,"A1","In Base Cost Plan"]
[null,"RIN001","RETAINER, hinged ring, 150mm dia.",81,"A1",25]
[null,"SAF001","SAFE, small, floor standing, 680H 500W 500D",1,"C","By Trust"]
[null,"SAF005","SAFE, wall, recessed, 150H 200W 150D",3,"A1",600]
[null,"SAW9580","JIG SAW",1,"A1",150]
[null,"SCA011","SCALE, baby",1,"C","By Trust"]
[null,"SCA012","SCALE, swab, includes Mains adaptor",13,"C","By Trust"]
[null,"SCA081","SCALE COLUM, weighing person, with sliding weights, and telescopic column for height measure",3,"C","By Trust"]
[null,"SCA083","SCALE CHAIR, weighing person, mobile",13,"C","By Trust"]
[null,"SCA085","SCALE WHEELCHAIR, weighing person, electronic, flat platform and ramp, capacity 300 kg",2,"C","By Trust"]
[null,"SCA091","SCALE, post mortem, semi-automatic, 30 kg/g sensitivity, 600H 300W 550D.",2,"A2",1000]
[null,"SCA101","SCALE, postal, letter",1,"C","By Trust"]
[null,"SCA102","SCALE, postal, parcel",1,"C","By Trust"]
[null,"SCA117","SCALE, platform, 300 kg, (remote read out head SCA118), 300H 1200W 1000D",1,"C","By Trust"]
[null,"SCA118","SCALE, platform, remote Digital Read Out Head, (Part of SCA117), wall or desk mounted",1,"C","By Trust"]
[null,"SCR011","SCREEN, dividing, woodgrain melamine w PVC edge, freestanding, 1800H 1800W",1,"C","By Trust"]
[null,"SCR018","SCREEN, dividing, 850H 800W",1,"C","By Trust"]
[null,"SCR020","SCREEN, dividing, glazed, 1200H 800W",3,"C","By Trust"]
[null,"SCR022","SCREEN, telescopic, rail mounted, 1800H 1700L",8,"A1",1500]
[null,"SCR043","SCREEN, projection, ceiling mounted, 1800H 1800W",19,"B2",20]
[null,"SCR044","SCREEN, projector, ceiling mounted, 1800H 2400W",1,"B2",20]
[null,"SCR060","SCREEN shielding, radiation proof, 1mm lead, solid/glass, 2000H 2100L, angle",1,"A1",2000]
[null,"SCR061","SCREEN shielding, radiation proof, 2mm lead, solid/glass, 2000H 2100L, angle",4,"A1",3000]
[null,"SCR064","SCREEN, x-ray radiation protection, lead rubber, mobile, 900H 700L, lead equivalent 0.5mm Pb.",5,"C","By Trust"]
[null,"SCR102","SCREEN, overhead projection, 15 degree angle projection from wall, wall mounted, 1200x1200mm",3,"B2",20]
[null,"SEA010","SEAT, bench, 450H 2000W 400D",28,"C","By Trust"]
[null,"SEA011","SEAT, bench, extension brackets, wall mounted, 600W 300D",2,"A1",150]
[null,"SEA013","SEAT, tip-up, wall mounted, 600W 400D",1,"A1",75]
[null,"SEA014","SEAT, bench, cubicle, wall mounted, 900W 400D",2,"A1",150]
[null,"SEA020","SEAT, tip-up, shower, wall mounted",16,"A1",200]
[null,"SEA024","SEAT, tip-up, wall mounted , 400W 400D",15,"A1",75]
[null,"SET001","SETTEE/BED, convertible, with arms",4,"C","By Trust"]
[null,"SET9802","COUCH, folding, for parents, patient bedroom",161,"C","By Trust"]
[null,"SEW001","SEWING MACHINE, electric",2,"C","By Trust"]
[null,"SHE061","SHELF, book, wall mounted with ends, 600W 200D",1,"A1",30]
[null,"SHE063","SHELF, adjustable, P.V.C. coated steel, perforated, wall mounted, 1500W 600D",12,"A1",300]
[null,"SHE071","SHELF, slatted, horizontal, adjustable, 900W 600D",196,"A1",80]
[null,"SHE081","SHELF, writing, sloping, 1300W 400D",1,"A1",35]
[null,"SHE083","SHELF, writing, sloping, 1500W 400D",2,"A1",45]
[null,"SHE100","SHELF, raised edge, non-breakable, 600W 200D",103,"A1",30]
[null,"SHE101","SHELF, raised edge, non-breakable, 300W 150D",112,"A1",20]
[null,"SHE102","SHELF, raised edge, non-breakable, 200W 150D",87,"A1",20]
[null,"SHE104","SHELF, modular unit",179,"A1",50]
[null,"SHE128","SHELF BOOK UNIT, 3 shelves, double sided, open, island, 1370H 900W 500D",1,"C","By Trust"]
[null,"SHE135","SHELF BOOK UNIT, 4 shelves, single sided, open, freestanding, 2100H 890W 250D",8,"C","By Trust"]
[null,"SHE200","SHELF, 600W 200D",13,"A1",20]
[null,"SHE201","SHELF, 600W 300D",57,"A1",20]
[null,"SHE202","SHELF, 600W 400D",23,"A1",25]
[null,"SHE203","SHELF, 600W 500D",28,"A1",30]
[null,"SHE209","SHELF, 800W 300D",14,"A1",30]
[null,"SHE211","SHELF, 900W 300D",48,"A1",30]
[null,"SHE212","SHELF, 900W 400D",65,"A1",35]
[null,"SHE220","SHELF, 1200W 200D",20,"A1",30]
[null,"SHE221","SHELF, 1200W 300D",51,"A1",35]
[null,"SHE222","SHELF, 1200W 400D",318,"A1",35]
[null,"SHE223","SHELF, 1200W 500D",29,"A1",40]
[null,"SHE231","SHELF, 1500W 300D",102,"A1",40]
[null,"SHE232","SHELF, 1500W 400D",33,"A1",45]
[null,"SHE233","SHELF, 1500W 500D",17,"A1",55]
[null,"SHE240","SHELF, 1800W 200D",2,"A1",45]
[null,"SHE241","SHELF, 1800W 300D",33,"A1",45]
[null,"SHE242","SHELF, 1800W 400D",26,"A1",45]
[null,"SHE243","SHELF, 1800x500mm",3,"A1",60]
[null,"SHE249","SHELF, 2000W 300D",13,"A1",40]
[null,"SHE250","SHELF, 2100W 200D",8,"A1",40]
[null,"SHE251","SHELF, 2100W 300D",8,"A1",40]
[null,"SHE252","SHELF, 2100W 400D",4,"A1",45]
[null,"SHE253","SHELF, 2100W 500D",22,"A1",70]
[null,"SHE261","SHELF, 2400W 300D",1,"A1",45]
[null,"SHE281","SHELF, 3000W 300D",4,"A1",50]
[null,"SHE457","SHELF, sloping, with lip, 900W 400D",2,"A1",45]
[null,"SHE460","SHELF, sloping, with lip, 1200W 300D",2,"A1",50]
[null,"SHE469","SHELF, sloping, with lip, 1800W 400D",3,"A1",65]
[null,"SHE482","SHELF, 2000W 200D",4,"A1",40]
[null,"SHE572","SHELF, 300W 400D",2,"A1",25]
[null,"SHE590","SHELF, 1000W 300D",146,"A1",35]
[null,"SHO002","SHOWER, slip resistant floor with drainage outlet, 900W 900D",4,"A1","In Base Cost Plan"]
[null,"SHO005","SHOWER, slip resistant floor, with drainage outlet, 1200W 1200D",7,"A1","In Base Cost Plan"]
[null,"SHO007","SHOWER, slip resistant floor, with drainage outlet, 1600W 1100D",11,"A1","In Base Cost Plan"]
[null,"SHO009","SHOWER TRAY ceramic slip resistant base, with drainage outlet, 800W 800D",28,"A1","In Base Cost Plan"]
[null,"SHO017","*SHOWER, thermostatic mixer valve, 2x12/15mm inlets, flexible hose, hand spray, for bidet. HTM64TM1",1,"A1","In Base Cost Plan"]
[null,"SHO018","VALVE thermostatic mixer. Part of SHO020 HTM64TM1",226,"A1","In Base Cost Plan"]
[null,"SHO020","SHOWER, adjustable shower head, hand spray. HTM64TM1",225,"A1","In Base Cost Plan"]
[null,"SHO025","DRENCH SHOWER chain operated",4,"A1","In Base Cost Plan"]
[null,"SHR001","SHREDDER, paper",4,"C","By Trust"]
[null,"SIN013","SINK and BASIN combination Janitorial unit, hinged bucket grating to sink and monobloc mixer tap with swivel nozzle, stainless steel, 900H 500W 600D. HTM64JU",44,"A1","In Base Cost Plan"]
[null,"SIN039","SINK, double bowl and drainers flat, stainless steel, 250H 2400W 600D",1,"A1","In Base Cost Plan"]
[null,"SIN076","SINK, inset, ceramic, 250H 500W 400D",6,"A1","In Base Cost Plan"]
[null,"SIN079","SINK stainless steel, 450mm deep, on leg supports, 900H 600W 650D",1,"A1","In Base Cost Plan"]
[null,"SIN081","SINK, inset, stainless steel, 250H 500W 400D",1,"A1","In Base Cost Plan"]
[null,"SIN090","SINK, Belfast, fireclay, 38mm waste, combined outlet and overflow, 255H 610W 455D",2,"A1","In Base Cost Plan"]
[null,"SIN095","SINK/BENCH UNIT, dissecting, ventilated stainless steel drain, lipped front, integral continuous back upstand, hose and water supply",2,"A1","In Base Cost Plan"]
[null,"SIN110","ENDOSCOPE SINK UNIT, double bowl and drainer flat, laid to fall, double cupboard under, 900H 2200W 550D",2,"A2",1000]
[null,"SIN115","KIEL SINK, stainless steel 425mm deep, undershelf 1250x550mm, 750H 1350W 800D",1,"A1","In Base Cost Plan"]
[null,"SLO004","SLOP HOPPER stainless steel, flushing rim, 535W 533D",1,"A1","In Base Cost Plan"]
[null,"SMC001","CABINET, tall, modular storage, for 400 facing inserts, open, on plinth, 2100H",3,"A1",450]
[null,"SMC003","CABINET, tall, modular storage, for 400 facing inserts, with door, on plinth, 2100H",57,"A1",450]
[null,"SMC013","CABINET, base, modular storage, for 400 facing inserts, with door, on plinth, 900H",59,"A1",300]
[null,"SMC023","CABINET, upper, modular storage, for 400 facing inserts, with door, 750H",61,"A1",300]
[null,"SMC051","CABINET, tall, modular storage, for 600 facing inserts, open, on plinth, 2100H",57,"A1",500]
[null,"SMF011","SHELVING FRAME, modular storage, 1 bay, with 5 shelves, 2130H 1000W 465D",38,"A1",650]
[null,"SMT011","TROLLEY, modular storage, single open frame, including handles, with up to 10 sets of runners for 400 facing inserts, 1500H 600W 650D",19,"C","By Trust"]
[null,"SMW056","WORKTOP, clinical, for 6 x 400 facing modular storage cabinets, 2730W 700D",19,"A1",400]
[null,"SMW069","WORKTOP, clinical, for 400 facing modular storage cabinets, 900W 700D",1,"A1",125]
[null,"SMW081","WORKTOP, clinical, for 400 facing modular storage cabinets, 2100W 700D",1,"A1",300]
[null,"SNS516","SINK, plaster, plain top, no tap holes, no upstand, no overflow, right hand drainer, stainless steel, 900H 1200W 600D. HTM64PSH.",1,"A1","In Base Cost Plan"]
[null,"SNS700","SINK, single bowl, 2 tap holes, no overflow, stainless steel, 600W 600D, HTM64SK1",2,"A1","In Base Cost Plan"]
[null,"SNS704","SINK, single bowl, 2 tap holes, no overflow, stainless steel, 600W 650D. HTM64SK1.",8,"A1","In Base Cost Plan"]
[null,"SNS753","SINKTOP, single bowl, no tap holes, no overflow, right hand integral ribbed drainer, stainless steel, 1200W 600D. HTM64STA",27,"A1","In Base Cost Plan"]
[null,"SNS756","SINKTOP, single bowl, no tap holes, no overflow, left hand integral ribbed drainer, stainless steel, 1200W 650D. HTM64STA. Use only with HTM63 profile.",24,"A1","In Base Cost Plan"]
[null,"SNS757","SINKTOP, single bowl, no tap holes, no overflow, right hand integral ribbed drainer, stainless steel, 1200W 650D. HTM64STA.",13,"A1","In Base Cost Plan"]
[null,"SNZ9120","BUBBLE TUBE, Multi-Sensory Room",1,"C","By Trust"]
[null,"SNZ9140","MUSIC SYSTEM, Multi-Sensory Room",1,"C","By Trust"]
[null,"SNZ9180","FIBRE OPTIC LIGHTING SYSTEM, Multi-Sensory Room",1,"C","By Trust"]
[null,"SNZ9220","MIRROR BALL, Multi-Sensory Room",1,"C","By Trust"]
[null,"SNZ9240","MASSAGE MAT, Multi-Sensory Room, 1800x1800mm",1,"C","By Trust"]
[null,"SPA052","Space for dressing trolley",1,"C","By Trust"]
[null,"SPE006","SPECTROPHOTOMETER, Double beam UV/VIS",1,"C","By Trust"]
[null,"SPE007","SPECTROPHOTOMETER, ultra violet and recording, Microprocessor controlled single beam with touch screen, stores 50 methods and sets of date",1,"C","By Trust"]
[null,"SPE008","SPECTROPHOTOMETER, atomic absorption and printer",1,"C","By Trust"]
[null,"SPH002","SPHYGMOMANOMETER, wall mounted",2,"B2",20]
[null,"SPI010","SPINE UNIT, laboratory, 1000 length",85,"A1","In Base Cost Plan"]
[null,"SPR001","SPRAYGUN, water, with nozzle attachments and hose",2,"A1","In Base Cost Plan"]
[null,"SPR003","SPRAY UNIT, hand operated, with dispenser, flexible hose, H & C, wall mounted",2,"A1","In Base Cost Plan"]
[null,"STA101","STAND, lotion bowl, single, stainless steel, (Bowls not included)",52,"C","By Trust"]
[null,"STA102","STAND, 2 lotion bowls, stainless steel, (Bowls not included).",30,"C","By Trust"]
[null,"STA123","STAND, plant, 740H 400W 410D",4,"C","By Trust"]
[null,"STA125","STAND for use with phototherapy lamp hood, height adjustable and tilt, mobile, 1500H 660W 665D, (for LIG125)",2,"C","By Trust"]
[null,"STA142","STAND, infusion, twin hook, brakes, mobile",176,"C","By Trust"]
[null,"STA145","STAND, infusion, twin hook, MRI compatible, brakes, mobile",3,"C","By Trust"]
[null,"STA185","STAND, projector overhead, mobile, 865H 1140W 520D",15,"C","By Trust"]
[null,"STA237","STAND, metal, for double ended grinder, 760H 350W 300D",4,"A1",275]
[null,"STA9230","STAND, flower, 500H 500W 600D",2,"C","By Trust"]
[null,"STC001","BEDHEAD SERVICES TRUNKING SYSTEM for medical gases, electrical power, nurse call, 1800mm nominal",22,"A1","In Base Cost Plan"]
[null,"STC002","BEDHEAD SERVICES TRUNKING SYSTEM for medical gases, electrical power, nurse call, 2100mm nominal",27,"A1","In Base Cost Plan"]
[null,"STC003","BEDHEAD SERVICES TRUNKING SYSTEM for medical gases, electrical power, nurse call, 2400mm nominal",37,"A1","In Base Cost Plan"]
[null,"STC006","BEDHEAD SERVICES TRUNKING SYSTEM for medical gases, electrical power, nurse call, 1500mm nominal",43,"A1","In Base Cost Plan"]
[null,"STC010","BEDHEAD SERVICES TRUNKING SYSTEM for electrical power, 1800mm nominal",12,"A1","In Base Cost Plan"]
[null,"STC013","BEDHEAD SERVICES TRUNKING SYSTEM for electrical power, 2400mm nominal",6,"A1","In Base Cost Plan"]
[null,"STC016","BEDHEAD SERVICES TRUNKING SYSTEM for electrical power, 900mm nominal",12,"A1","In Base Cost Plan"]
[null,"STC9406","BEDHEAD SERVICES TRUNKING SYSTEM for medical gases, nurse call, 1500mm nominal",1,"A1","In Base Cost Plan"]
[null,"STD113","PANEL GROOVED, for hook-on tote boxes & catheter trays, 450H 600W, HTM62",2,"A1",40]
[null,"STD132","SHELF, one piece, medical/nursing areas, no joints, rounded internal angles, 130H 600W 250D, HTM62",6,"A1",30]
[null,"STD133","SHELF, one piece, medical/nursing areas, no joints, rounded internal angles, 130H 600W 375D, HTM62",12,"A1",40]
[null,"STD275","TOTE BOX, plastic with open top, 120H 200W 300D",72,"C","By Trust"]
[null,"STD276","TOTE BOX, galvanised steel, 150H 305W 455D",6,"C","By Trust"]
[null,"STE020","STERILIZER, autoclave, bench mounted, 500H 360W 360D",5,"A2",4500]
[null,"STF125","STORAGE UNIT, lower, cupboard, 1 door, 1 shelf, 550H 500W 450D, HTM63",20,"A1",110]
[null,"STF127","STORAGE UNIT, lower, cupboard, 2 door, 1 shelf, 550H 600W 450D, HTM63",80,"A1",120]
[null,"STF128","STORAGE UNIT, lower, cupboard, 2 door, 1 shelf, lockable, 550H 600W 450D",8,"A1",125]
[null,"STF130","STORAGE UNIT, lower, cupboard, 2 door, 1 shelf, on castors, 600H 600W 550D",3,"C","By Trust"]
[null,"STF136","STORAGE UNIT, lower, cupboard, 2 door, 1 shelf, lockable, 550H 1000W 450D, HTM63",3,"A1",160]
[null,"STF141","STORAGE UNIT, lower, 1 drawer, 150H 600W 450D",4,"A1",135]
[null,"STF149","STORAGE UNIT, lower, 2 drawer, 550H 500W 450D, HTM63",14,"A1",135]
[null,"STF150","STORAGE UNIT, lower, 2 drawer, 550H 600W 450D",1,"A1",135]
[null,"STF151","STORAGE UNIT, lower, 2 drawer, on castors, 600H 500W 450D",2,"C","By Trust"]
[null,"STF158","STORAGE UNIT, lower, 3 drawer, 550H 600W 450D",4,"A1",140]
[null,"STF161","STORAGE UNIT, lower, 4 drawer, 550H 500W 450D, HTM63",2,"A1",170]
[null,"STF162","STORAGE UNIT, lower, 4 drawer, 550H 600W 450D",15,"A1",170]
[null,"STF164","STORAGE UNIT, lower, 6 drawer, 550H 600W 450D",1,"A1",190]
[null,"STF165","STORAGE UNIT, lower, 6 drawer, on castors, 600H 600W 450D",3,"C","By Trust"]
[null,"STF181","STORAGE UNIT, lower, open shelf carcase, 2 shelves, 550H 600W 450D",4,"A1",90]
[null,"STF200","STORAGE UNIT, mid, shelf, 150H 300W 150D, HTM63",73,"A1",35]
[null,"STF205","STORAGE UNIT, mid, writing shelf, hinged, 200H 600W 400D",11,"A1",65]
[null,"STF206","STORAGE UNIT, mid, writing shelf, fixed, 200H 600W 400D, HTM63",10,"A1",60]
[null,"STF211","STORAGE UNIT, mid, support panel, 150H 600W 20D, HTM63",2,"A1",60]
[null,"STF213","STORAGE UNIT, mid, support panel, 150H 1200W 20D",7,"A1",120]
[null,"STF233","STORAGE UNIT, tall, cupboard, 2 door, adjustable shelves, lockable, 1600H 600W 600D, HTM63",4,"A1",230]
[null,"STF270","STORAGE UNIT, upper, cupboard, 1 door, 1 shelf, 550H 500W 300D",12,"A1",90]
[null,"STF274","STORAGE UNIT, upper, cupboard, 2 door, 1 shelf, 550H 600W 300D, HTM63",30,"A1",100]
[null,"STF275","STORAGE UNIT, upper, cupboard, 2 door, 1 shelf, lockable, 550H 600W 300D, HTM63",52,"A1",100]
[null,"STF286","STORAGE UNIT, upper, cupboard, medicine, 2 door, lockable, 550H 600W 300D",10,"A1",170]
[null,"STF290","STORAGE UNIT, upper, cupboard, controlled drugs, 1 door, lockable, with warning light, 550H 600W 300D",10,"A1",750]
[null,"STF300","STORAGE UNIT, upper cupboard, 2 door, 1 shelf, 550H 1000W 450D, HTM63",2,"A1",140]
[null,"STF905","STORAGE UNIT, lower, cupboard, 1 door, 1 shelf, left handed, 865H 600W 565D",117,"A1",200]
[null,"STF906","STORAGE UNIT, lower, cupboard, 1 door, 1 shelf, right handed, 865H 600W 565D",1,"A1",200]
[null,"STO001","STOOL, height adjustable - gas lift, 450H 355 dia.",2,"C","By Trust"]
[null,"STO002","STOOL, height adjustable, 380H 480 dia.",14,"C","By Trust"]
[null,"STO003","STOOL, height adjustable, on slides, 600-750H 320 dia.",1,"C","By Trust"]
[null,"STO006","STOOL, surgeon/anaesthetist, height adjustable, includes anti-static seat pads",88,"C","By Trust"]
[null,"STO007","STOOL, metal frame, upholstered, 710 height",14,"C","By Trust"]
[null,"STO008","STOOL, kick, retractable castors",97,"C","By Trust"]
[null,"STO013","STOOL, swivel, with back, 710 height",23,"C","By Trust"]
[null,"STO023","STOOL, laboratory, complete with footring",19,"C","By Trust"]
[null,"SUC001","SUCTION UNIT, pipeline, high/low pressure, rail/wall mounted",18,"C","By Trust"]
[null,"SUC002","SUCTION UNIT, pipeline, high pressure, theatre",35,"C","By Trust"]
[null,"SUC004","SUCTION UNIT, electric, portable, 350H 320W 340D",26,"C","By Trust"]
[null,"SUC005","SUCTION UNIT, electric, mobile, 845x470x410",5,"C","By Trust"]
[null,"SUC902","SUCTION UNIT, pipeline, MRI compatible, ref.SUC002",1,"C","By Trust"]
[null,"SUC9020","SUCTION UNIT, pipeline, high pressure, MRI compatible",1,"C","By Trust"]
[null,"SUR008","LASER HOLMIUM/YAG, dual wavelength, multi-use, power 230V, 990H 480W 910D",13,"C","By Trust"]
[null,"SUR015","SCALPEL, ultrasonic system, with generator, optional hand activation, cart mounted",3,"C","By Trust"]
[null,"SWC001","SWITCH 5amp ac single pole, 1 way, wall mounted",86,"A1","In Base Cost Plan"]
[null,"SWC014","SWITCH 5amp ac single pole, 1 way, ceiling pull cord",46,"A1","In Base Cost Plan"]
[null,"SWC015","SWITCH 5amp ac single pole, 1 way, with pilot light",1,"A1","In Base Cost Plan"]
[null,"SWC016","SWITCH 5amp ac single pole, 1 way, trunking mounted",17,"A1","In Base Cost Plan"]
[null,"SWC025","SWITCH, light",105,"A1","In Base Cost Plan"]
[null,"SWC031","SWITCH dimmer, fixed position, wall mounted",52,"A1","In Base Cost Plan"]
[null,"SWC034","SWITCH dimmer modulating, wall mounted",32,"A1","In Base Cost Plan"]
[null,"SWC055","SWITCH attenuating telephone, wall mounted",19,"A1","In Base Cost Plan"]
[null,"SWC062","EMERGENCY STOP switch button, wall mounted",39,"A1","In Base Cost Plan"]
[null,"SWC076","SWITCH 'Room in use'",57,"A1","In Base Cost Plan"]
[null,"SWC080","SWITCH dictaphone/microphone flush, floor mounted",4,"A1","In Base Cost Plan"]
[null,"SWC910","EMERGENCY QUENCH switch button, wall mounted",3,"A1","In Base Cost Plan"]
[null,"SWC9310","SWITCH, isolator, studio lighting, wall mounted",1,"A1","In Base Cost Plan"]
[null,"SYR001","SYRINGE INJECTOR, automatic, hi pressure injection, contrast media",3,"C","By Trust"]
[null,"SYR002","SYRINGE pump, battery operated, 366H 127W 80D",33,"C","By Trust"]
[null,"SYR003","SYRINGE pump, battery operated, 170H 35W 75D",352,"C","By Trust"]
[null,"SYR004","SYRINGE pump, anaesthetic use, with diprifusor, 115H 400W 180D",18,"C","By Trust"]
[null,"SYR005","SYRINGE INJECTOR, MRI compatible, automatic, hi pressure injection, media contrast",3,"C","By Trust"]
[null,"TAB002","TABLE, 650H 1200W 600D",3,"C","By Trust"]
[null,"TAB003","TABLE, 710H 600W 450D",38,"C","By Trust"]
[null,"TAB004","TABLE, 710H 840W 530D",4,"C","By Trust"]
[null,"TAB005","TABLE, 710H 900W 600D",52,"C","By Trust"]
[null,"TAB007","TABLE, 710H 900W 900D",19,"C","By Trust"]
[null,"TAB008","TABLE, 710H 1200W 600D",2,"C","By Trust"]
[null,"TAB011","TABLE, 710H 1200W 800D",1,"C","By Trust"]
[null,"TAB012","TABLE, 710H 1200W 900D",5,"C","By Trust"]
[null,"TAB014","TABLE, 710H 1800W 900D",12,"C","By Trust"]
[null,"TAB028","TABLE, circular, 710H 900mm dia.",7,"C","By Trust"]
[null,"TAB030","TABLE, circular, 760H 1100mm dia.",1,"C","By Trust"]
[null,"TAB035","TABLE, bedside,540H 450W 450D",10,"C","By Trust"]
[null,"TAB047","TABLE, committee, 710H 2400W 820D",2,"C","By Trust"]
[null,"TAB048","TABLE, committee, quadrant, unit type, 720H 800W 800D",2,"C","By Trust"]
[null,"TAB053","TABLE, occasional, square, 415H 610W 610D",31,"C","By Trust"]
[null,"TAB055","TABLE, occasional, undershelf, 530H 960W 450D",1,"C","By Trust"]
[null,"TAB056","TABLE, occasional, round, 415H 610mm dia.",179,"C","By Trust"]
[null,"TAB060","TABLE, child, 470H 1200W 700D",27,"C","By Trust"]
[null,"TAB063","TABLE arm exercise, 710H 610W 300D",2,"C","By Trust"]
[null,"TAB071","TABLE operating patient, powered with 250mm transverse top, complete with specialty accessories, 715H 600W 2102D",13,"C","By Trust"]
[null,"TAB073","TABLE, overbed, cantilevered",236,"C","By Trust"]
[null,"TAB080","TABLE, post mortem, stainless steel, drain, 915H 610W 2057D",2,"A2",10000]
[null,"TAB095","TABLE, measuring",1,"C","By Trust"]
[null,"TAB109","TABLE, occasional, square",4,"C","By Trust"]
[null,"TAB122","Table, committee, unit type, 720H 1400W 700D",23,"C","By Trust"]
[null,"TAB123","Table, committee, unit type, corner quadrant, 720H 700W 700D",12,"C","By Trust"]
[null,"TAB179","TABLE, 720H 900W 600D",45,"C","By Trust"]
[null,"TAB192","TABLE flip top, 720H 1600W 800D",79,"C","By Trust"]
[null,"TAB9480","TABLE, pool, 950x1800x1100mm",1,"C","By Trust"]
[null,"TAB9710","TABLE, cutting, 1500x2500x900mm",3,"C","By Trust"]
[null,"TAB9750","TABLE, photographic, still life",2,"C","By Trust"]
[null,"TAN010","TANK, stainless steel, 30 litres, with tap lid and dipstick, mobile",2,"C","By Trust"]
[null,"TAP022","TAP, laboratory, cold water",16,"A1","In Base Cost Plan"]
[null,"TAP023","TAP, laboratory, hot water",7,"A1","In Base Cost Plan"]
[null,"TAP035","TAP laboratory remote control extension spindle",1,"A1","In Base Cost Plan"]
[null,"TAP060","TAP laboratory water demineralised",7,"A1","In Base Cost Plan"]
[null,"TAP289","TAP monobloc, pillar mixer, integral thermostatic, short lever, HTM64TP6",408,"A1","In Base Cost Plan"]
[null,"TAP337","TAP bib 2x12mm, mixer, double lever action, swivel nozzle,  HTM64TBH2",6,"A1","In Base Cost Plan"]
[null,"TAP343","TAP pillar 12mm, high neck,  HTM64TP3",6,"A1","In Base Cost Plan"]
[null,"TAP345","*TAP pillar 12mm, high neck, drinking,  HTM64TP3. Replaced by: TAP359, 15/05/06",4,"A1","In Base Cost Plan"]
[null,"TAP347","TAP pillar, short lever, pair hot and cold, 1/2 in. HTM64TP5",41,"A1","In Base Cost Plan"]
[null,"TAP359","TAP pillar, high neck, long lever, pair hot and cold, 1/2 in. HTM64TP3",93,"A1","In Base Cost Plan"]
[null,"TAP360","*TAP pillar, 0.5in high neck, long lever, cold water connection. HTM64TP3. Replaced by: TAP359, 15/05/06",1,"A1","In Base Cost Plan"]
[null,"TAP365","*TAP pillar, mixer, double lever action, hose outlet, spray gun",2,"A1","In Base Cost Plan"]
[null,"TAP399","TAP laboratory acetylene",1,"A1","In Base Cost Plan"]
[null,"TAP401","TAP laboratory carbon dioxide",9,"A1","In Base Cost Plan"]
[null,"TAP415","TAP laboratory hydrogen",7,"A1","In Base Cost Plan"]
[null,"TAP419","TAP laboratory nitrogen",7,"A1","In Base Cost Plan"]
[null,"TAP426","TAP laboratory oxygen",7,"A1","In Base Cost Plan"]
[null,"TAP429","TAP laboratory argon",4,"A1","In Base Cost Plan"]
[null,"TAP430","TAP laboratory gas",19,"A1","In Base Cost Plan"]
[null,"TAP440","TAP laboratory vacuum",1,"A1","In Base Cost Plan"]
[null,"TAP809","TAP bib, lever, hospital pattern, pair hot and cold, 1/2 in. HTM64TBH1",81,"A1","In Base Cost Plan"]
[null,"TAP817","*TAP bib hospital pattern 1/2 in. (12mm), short lever, hot water connection. HTM64TBH1. Replaced by: TAP809, 15/05/06",1,"A1","In Base Cost Plan"]
[null,"TAP819","*TAP bib hospital pattern 1/2 in. 912mm), short lever, cold water connection. HTM64TBH1. Replaced by: TAP809, 15/05/06",1,"A1","In Base Cost Plan"]
[null,"TAP824","TAP bib 2x12mm, mixer, double, hose outlet and pistol grip valve control",1,"A1","In Base Cost Plan"]
[null,"TAP851","*TAP pillar 12mm, HTM64TP1. Replaced by: TAP347,15/05/06",8,"A1","In Base Cost Plan"]
[null,"TAP885","TAP bib 12mm, hose union",4,"A1","In Base Cost Plan"]
[null,"TAP892","TAP bib, 2x8mm thermostatic mixer, automatic action, sensor operated non-touch. HTM64TBH6",598,"A1","In Base Cost Plan"]
[null,"TAP894","TAP bib, hospital pattern, integral thermostatic mixer, automatic action with sensor operation. HTM64TBH6",3,"A1","In Base Cost Plan"]
[null,"TEL015","AUDIO UNIT - entry/security, wall mounted",2,"A1","In Base Cost Plan"]
[null,"TES9401","CNC Turret Milling Machine with Options",1,"C","By Trust"]
[null,"TES9402","Gap Bed Centre Lathe Centre Height 250, Swing 500, Between Centre 1200, with Options",1,"C","By Trust"]
[null,"TES9405","Bench Drill",1,"C","By Trust"]
[null,"TES9406","Bench Grinder",1,"C","By Trust"]
[null,"TES9407","Bench Mounted Buffer",1,"C","By Trust"]
[null,"TES9408","Vertical Band Saw",1,"C","By Trust"]
[null,"TES9409","Horizontal Band Saw",1,"C","By Trust"]
[null,"TES9410","Electric Welding Kit",1,"C","By Trust"]
[null,"TES9411","Gas Welding Kit",1,"C","By Trust"]
[null,"TES9412","Marking Out Table - Block",1,"C","By Trust"]
[null,"TES9413","Height Gauge Vernier",1,"C","By Trust"]
[null,"TES9414","Industrial Hoover",1,"C","By Trust"]
[null,"TES9415","Set Of Metric Taps and Dies",2,"C","By Trust"]
[null,"TES9416","Set Of UNF Tap and Dies",1,"C","By Trust"]
[null,"TES9417","Set Of UNC Taps and Dies",1,"C","By Trust"]
[null,"TES9418","Gear Puller Set",1,"C","By Trust"]
[null,"TES9419","Solder Station",2,"C","By Trust"]
[null,"TES9420","Water Distiller",1,"A1",800]
[null,"TES9421","Ultrasonic Bath",1,"C","By Trust"]
[null,"TES9422","Set Of Metric and Imperial Sockets - 32mm and 1-1/4\"",1,"C","By Trust"]
[null,"TES9423","Bead Blast Cabinet",1,"C","By Trust"]
[null,"TES9424","Air Compressor",1,"A1","In Base Cost Plan"]
[null,"TES9425","Sets Of Drill Bits - Metric, Imperial, and Number. Assorted Sizes Up To 30mm",1,"C","By Trust"]
[null,"TES9426","Bench Vice",2,"C","By Trust"]
[null,"TES9427","Battery Powered Drill, SDS Drill (x1 of Each)",1,"C","By Trust"]
[null,"TES9428","Dremel Plus Accessories.",1,"C","By Trust"]
[null,"TES9429","Heat Gun",1,"C","By Trust"]
[null,"TES9430","Hole Saw Set",1,"C","By Trust"]
[null,"TES9431","Mains Jig Saw",1,"C","By Trust"]
[null,"TES9432","Mains 4\" and 9\" Angle Grinder (x1 of Each)",1,"C","By Trust"]
[null,"TES9433","Calibrated Engineers Level",1,"C","By Trust"]
[null,"TES9434","Laser Level",1,"C","By Trust"]
[null,"TES9435","Rotary Table",1,"C","By Trust"]
[null,"TES9436","6\" Machine Vice",1,"C","By Trust"]
[null,"TES9437","Clamp Set For CNC Turret Milling Machine",1,"C","By Trust"]
[null,"TES9439","Thread Insert Sets, Metric and Imperial (3mm to 12mm, and 1/8\" to 1/2\")",1,"C","By Trust"]
[null,"TES9440","Milling Cutters. Assorted Sizes For CNC Turret Milling Machine",1,"C","By Trust"]
[null,"TES9442","Assorted Lathe Cutting Tools For Gap Bed Centre Lathe",1,"C","By Trust"]
[null,"TES9444","Dividing Head",1,"C","By Trust"]
[null,"TES9445","Tool Kit Per Engineer, Complete",6,"C","By Trust"]
[null,"TES9446","1.5 Ton Portable Hoist (A-Frame) and Pinnacle",1,"C","By Trust"]
[null,"TES9447","1.5 Ton Pallet Truck",1,"C","By Trust"]
[null,"TES9448","Chemical Storage Cabinet",1,"C","By Trust"]
[null,"TES9449","Trolley, Workshop",2,"C","By Trust"]
[null,"TES9450","Torque Wrench",1,"C","By Trust"]
[null,"TES9451","Solder Fume Extraction",2,"C","By Trust"]
[null,"TES9452","Block Cutter, computer controlled, workshop",1,"C","By Trust"]
[null,"THE005","THERMOSTAT, wall mounted",65,"A1","In Base Cost Plan"]
[null,"THE9790","THERMOMETER, tympanic",30,"C","By Trust"]
[null,"TOA003","TOASTER, automatic, electric, 2 slices, model 60 slices per hour, 1.25kW loading",2,"C","By Trust"]
[null,"TOU9750","TOURNIQUET, pneumatic, double",2,"C","By Trust"]
[null,"TOY9610","TOYS/GAMES, children's, various",10,"C","By Trust"]
[null,"TOY9620","TOYS/GAMES, computer games console",4,"C","By Trust"]
[null,"TRA027","TRACK, curtain, three sided, U-shape, 2300L 2800W",1,"A1",200]
[null,"TRA041","TRAY wash/disinfect footwear, floor recessed",1,"A2",500]
[null,"TRA051","TRAY, drip, 100H 1300W 250D",1,"C","By Trust"]
[null,"TRA061","TRAY sand for children's games, 180H 810W 570D on stand 600mm height",2,"C","By Trust"]
[null,"TRA100","TRACK, curtain, one sided, 800mm length",2,"A1",100]
[null,"TRA108","TRACK, curtain, one sided, 3300mm length",3,"A1",100]
[null,"TRA110","TRACK, curtain, one sided, 3600mm length",1,"A1",100]
[null,"TRA112","TRACK, curtain, two sided, L-shape, curved, 2900L 2500W",4,"A1",200]
[null,"TRA113","TRACK, curtain, three sided, U-shape, 2900L 2500W",10,"A1",200]
[null,"TRA125","TRACK, curtain, two sided, L-shape, 2700L 2300W",3,"A1",200]
[null,"TRA135","TRACK, curtain, two sided, L-shape, 2700L 2500W",4,"A1",200]
[null,"TRA137","TRACK, curtain, two sided, L-shape, 2400L 5400W",4,"A1",300]
[null,"TRA140","TRACK, curtain, door, two sided, 1000L 1100W",3,"A1",100]
[null,"TRA141","TRACK, curtain, door, one sided, 1500mm doorset",7,"A1",100]
[null,"TRA142","TRACK, curtain, door, two sided, 1200L 1100W",5,"A1",100]
[null,"TRA145","TRACK, curtain, door, three sided, U-shape, 1200L 1600W",1,"A1",200]
[null,"TRA147","TRACK, curtain, door, C-shape",22,"A1",100]
[null,"TRA167","TRACK, curtain, two sided, L-shape,  handed version, 3600W 3200L",12,"A1",200]
[null,"TRA168","TRACK, curtain, two sided, L-shape, 3600W 3200L",16,"A1",200]
[null,"TRA169","TRACK, curtain, two sided, L-shape, 3600W extended x 3200L",12,"A1",200]
[null,"TRA174","TRACK, curtain, one sided, 3500L lenght",1,"A1",100]
[null,"TRA175","TRACK, curtain, one sided, 3600L extended",12,"A1",100]
[null,"TRA183","TRACK, curtain, two sided, 2600W 2800D",6,"A1",200]
[null,"TRA204","TRACK, curtain, one sided, radiation protection, lead/upvc, 4600mm length",20,"A1",500]
[null,"TRA205","TRACK, curtain, one sided, radiation protection, lead/upvc, 5500mm length",16,"A1",500]
[null,"TRA9023","LIGHTING RIG, ceiling-mounted, with studio lights (Photographic Studio)",1,"A1",2000]
[null,"TRA9024","LIGHTING RIG, ceiling-mounted, with studio lights, performance space",1,"A1",3000]
[null,"TRF002","AUTOTRANSFUSION cell separator, mobile, built in air and foam detector, 1620H 270W 585D",3,"C","By Trust"]
[null,"TRN007","TRANSPORTER ventilator, 540H 600W 580D, (compatible with medical supply unit - PEN025)",18,"C","By Trust"]
[null,"TRO010","TROLLEY, autoclave, 950H 1150W 700D",2,"C","By Trust"]
[null,"TRO021","TROLLEY, 4 sets of runners, 850H 600W 600D",1,"C","By Trust"]
[null,"TRO068","TROLLEY, cleaners, mop bucket, 3 shelves tray and waste sack holder, 980H 1170W 550D",29,"C","By Trust"]
[null,"TRO070","TROLLEY, for single cylinder, type F or G, 1155H 510W 405D",27,"C","By Trust"]
[null,"TRO130","TROLLEY, dressing/instrument, stainless steel, antistatic castors, 870H 450W450D",30,"C","By Trust"]
[null,"TRO131","TROLLEY, dressing/instrument, stainless steel, buffered, 870H 450W 450D",159,"C","By Trust"]
[null,"TRO133","TROLLEY, dressing/instrument, stainless steel, buffered, 870H 750W 450D",114,"C","By Trust"]
[null,"TRO135","TROLLEY, dressing/equipment, 6 clear trays, buffered, 890H 510W 480D",6,"C","By Trust"]
[null,"TRO136","TROLLEY, dressing, MAYO, 900H 1050W 600D",4,"C","By Trust"]
[null,"TRO139","TROLLEY, dressing/instrument, MRI compatible, 870H 450W 450D",3,"C","By Trust"]
[null,"TRO181","TROLLEY, general purpose, 3 tier, buffered, 950H 890W 590D",79,"C","By Trust"]
[null,"TRO183","TROLLEY, general purpose, 2 stainless steel shelves, 940H 970W 540D",2,"C","By Trust"]
[null,"TRO201","TROLLEY, instruments, stainless steel, buffered, 870H 920W 620D",36,"C","By Trust"]
[null,"TRO203","TROLLEY, distribution/collection, 2 adjustable shelves, 1430H 1300W 700D",4,"C","By Trust"]
[null,"TRO204","TROLLEY instrument tray MAYO, 650W 450D",14,"C","By Trust"]
[null,"TRO205","TROLLEY, stainless steel, 1 shelf, 900H 600W 600D",1,"C","By Trust"]
[null,"TRO208","TROLLEY, double sided, drug/pharmaceutical distribution, with locked boxes -30 boxes, 1000H 1450W 490D",1,"C","By Trust"]
[null,"TRO232","TROLLEY, linen cage",60,"C","By Trust"]
[null,"TRO235","TROLLEY, contaminated linen, single ring, stainless steel",179,"C","By Trust"]
[null,"TRO236","TROLLEY, contaminated linen, twin ring",10,"C","By Trust"]
[null,"TRO252","TROLLEY, medical records/case notes, 2 x tier, 975H 900W 380D",6,"C","By Trust"]
[null,"TRO253","TROLLEY, stock, 2 shelves, 1060H 965W 535D",9,"C","By Trust"]
[null,"TRO263","TROLLEY, mortuary, body transportation/weighing, stacking, manual/hydraulic, height adjustable",1,"C","By Trust"]
[null,"TRO264","TROLLEY, mortuary, body transportation, stacking, manual/hydraulic, height adjustable",1,"C","By Trust"]
[null,"TRO266","TROLLEY, mortuary, concealment, height adjustable, 550-865H 2130W 670D",2,"C","By Trust"]
[null,"TRO269","TROLLEY, waste disposal, fibreglass, 570H 550W 550D",2,"C","By Trust"]
[null,"TRO270","TROLLEY, baby scale with 2 braked castors, paper roll holder and door protection rollers",6,"C","By Trust"]
[null,"TRO275","TROLLEY PATIENT, height adjustable 780/580mm, adjustable backrest, 600-920H 2110W 770D",9,"C","By Trust"]
[null,"TRO281","TROLLEY PATIENT, with brakes, 800H 2050W 550D",16,"C","By Trust"]
[null,"TRO282","TROLLEY PATIENT, accident, image top, with tilt and brakes, 540-1000H 740W 2110D",28,"C","By Trust"]
[null,"TRO283","TROLLEY PATIENT, non-ferrous materials, full length tilt, adjustable head rest, side rails, 2075L 625D",2,"C","By Trust"]
[null,"TRO301","TROLLEY, plaster",1,"C","By Trust"]
[null,"TRO310","TROLLEY, emergency/resuscitation, complete with defibrillator, 955H 825W 575D",45,"C","By Trust"]
[null,"TRO315","TROLLEY, cardiotocograph monitor",6,"C","By Trust"]
[null,"TRO372","TROLLEY, television/video or DVD, with adjustable shelves, 1510H 457W 762D",39,"C","By Trust"]
[null,"TRO397","TROLLEY, accommodates complete computer equipment, height adjustable 720-870mm and paper shelf, 870H 620W 840D",11,"C","By Trust"]
[null,"TRO601","TROUGH scrub-up, hospital pattern, stainless steel, single, 75mm upstand, 800W 450D. HTM64SUH1",2,"A1","In Base Cost Plan"]
[null,"TRO602","TROUGH scrub-up, hospital pattern, stainless steel, double, 75mm upstand, 950H 1600W 450D. HTM64SUH2",16,"A1",130]
[null,"TRO603","TROUGH scrub-up, hospital pattern, stainless steel, triple, 75mm upstand, 950H 2400W 450D. HTM64SUH3",16,"A1",180]
[null,"TRO9347","SKIPS, waste disposal (subject to FM provider specification).",1,"C","By Trust"]
[null,"TRO9348","SKIPS, front loading, waste disposal (subject to FM provider specification).",1,"C","By Trust"]
[null,"TRO9668","TROLLEY, cleaners, mop bucket, 3 shelves tray and waste sack holder, 980H 1170W 550D, non-ferrous",1,"C","By Trust"]
[null,"TRO9830","TROLLEY, video endoscopy, complete with monitor, light source, suction, video recorder, 1235H 1130W 680D",5,"C","By Trust"]
[null,"TRO9970","TROLLEY, resuscitation, with defibrillator and portable suction machine",1,"C","By Trust"]
[null,"TRU002","TRUCK hand, 3 wheels platform-1530W 700D, batteries operated",2,"C","By Trust"]
[null,"TRU013","TRUCK, low loading, hand operated, platform, 870H 1200L 800D",3,"C","By Trust"]
[null,"TRU025","TRUCK, sack",4,"C","By Trust"]
[null,"TRU122","TRUNKING BEDHEAD SERVICES, horizontal, for electrical services and medical gases, approx 3000 mm",213,"A1","In Base Cost Plan"]
[null,"TRU132","TRUNKING GENERAL SERVICES, horizontal, for electrical services,  approx 1000mm",7,"A1","In Base Cost Plan"]
[null,"TVM003","TELEVISION monitor, colour, flat panel, large, wall mounted",8,"C","By Trust"]
[null,"TVM004","TELEVISION/VIDEO monitor, (TV/Video) combi unit, colour, 340mm, 340H 360W 360D",3,"C","By Trust"]
[null,"TVM006","TELEVISION monitor, colour, 585mm",44,"C","By Trust"]
[null,"ULT004","ULTRASONIC CLEANER, bench top, (tank size 150x290x150mm), Includes basket and stainless steel lid, heated, 280H 345W 230D",2,"C","By Trust"]
[null,"ULT015","ULTRASOUND SCANNER, general purpose, mobile",2,"C","By Trust"]
[null,"ULT017","ULTRASOUND computed sonography, 128 channels, multi purpose, mobile, 1295H 635W 920D",4,"C","By Trust"]
[null,"ULT9323","ULTRASONIC SCANNER, intra-vascular, mobile, 1285x530x950mm",2,"C","By Trust"]
[null,"UPS006","UPS 6KVA for 2 x biochem analysis system",2,"A1","In Base Cost Plan"]
[null,"UPS007","UPS 6KVA for 2 x immunochem analysis",1,"A1","In Base Cost Plan"]
[null,"UPS010","UPS 10KVA for pre-analysis system",1,"A1","In Base Cost Plan"]
[null,"URO9381","URODYNAMIC FLOWMETER",2,"C","By Trust"]
[null,"URO9780","URODYNAMIC MONITORING SYSTEM, complete",2,"C","By Trust"]
[null,"VEN001","VENDING MACHINE, cold snacks",3,"C","By Trust"]
[null,"VEN002","VENDING MACHINE, hot/cold drinks",4,"C","By Trust"]
[null,"VEN003","VENDING MACHINE, sanitary towel with coin slot",87,"B2",50]
[null,"VEN024","VENTILATOR, adult, mechanical, mobile, 1340H 495W 520D",2,"C","By Trust"]
[null,"VEN025","VENTILATOR, portable, adjustable minute volume, 460H 470W 310D",6,"C","By Trust"]
[null,"VEN033","VENTILATOR-RESPIRATION infant (basic device), 4 modes, (IPPV, IMV, PEEP, CPAP) rail mounted, 240H 212W 300D",12,"C","By Trust"]
[null,"VEN038","VENTILATOR radioaerosol delivery system, inspiration only, 375H 200W 150D, comprising: Nebuliser, Sizer, Air supply tubing, External loader, Reservoir bag, Valves, Mouthpiece, Filter traps, Lead shield box",1,"C","By Trust"]
[null,"VEN9820","VENTILATOR, ITU",28,"C","By Trust"]
[null,"VEN9821","VENTILATOR, HDU",16,"C","By Trust"]
[null,"VEN9823","VENTILATOR, ITU, high frequency",2,"C","By Trust"]
[null,"VEN9829","VENTILATOR, Neonatal ITU",2,"C","By Trust"]
[null,"VIC001","VICE, bench mounted type, 250H 200W 400D",1,"C","By Trust"]
[null,"WAR002","WARDROBE, fitted, 1800H 500W 600D",7,"C","By Trust"]
[null,"WAR004","WARDROBE, lockable, 1800H 750W 500D",3,"C","By Trust"]
[null,"WAR009","WARDROBE, 2100H 300W 700D",161,"C","By Trust"]
[null,"WAR051","WARMER, ultrasound couplant gel, 200H 100W 150D",5,"C","By Trust"]
[null,"WAR053","WARMER, blood/fluid, maintains temperature between 36 and 43 deg.C at flow rates up to 500 ml/min, 35H 235W 273D",17,"C","By Trust"]
[null,"WAR058","WARMING UNIT patient, forced air warming therapy, mobile, 330H 250W 280D",13,"C","By Trust"]
[null,"WAR9410","WARMER, radiant, baby, overhead, mobile",4,"C","By Trust"]
[null,"WAS014","WASHER/DISINFECTOR, medical equipment suction bottle, capacity 4 bottles, top loading,  955H 985W 735D",1,"A2",16000]
[null,"WAS021","WASHER/DISINFECTOR, dual system, instrument, endoscopes, equipment, internal dimension 503x535x495mm, o/a 1160H 900W 700D",3,"A2",75000]
[null,"WAS037","WASHING MACHINE, footwear, 850H 900W 660D",2,"A2",7200]
[null,"WAS038","WASHING MACHINE, heavy duty commercial, clothes, automatic, (8kg load), front loading,  1040H 660W 630D",2,"A1",3000]
[null,"WAS051","WASH, eye, first aid, with mirror, wall mounted, 360H 250W 100D",5,"A1",75]
[null,"WAS065","DISHWASHER, under bench, high temperature",6,"A2",1600]
[null,"WAS070","DISHWASHER, domestic",25,"A2",400]
[null,"WAS100","WASTE, unslotted flush-grated, metal, 1.1/4 in. HTM64WT1",241,"A1","In Base Cost Plan"]
[null,"WAS101","WASTE, unslotted recessed grated, metal, 1.1/4 in, with plug and chain. HTM64WT3",239,"A1","In Base Cost Plan"]
[null,"WAS102","WASTE, unslotted flush-grated, metal, 1.1/2 in. HTM64WT2",143,"A1","In Base Cost Plan"]
[null,"WAS103","WASTE, unslotted recessed grated, metal, 1.1/2 in, with plug and chain. HTM64WT4",89,"A1","In Base Cost Plan"]
[null,"WAS105","WASTE DISPOSAL UNIT, sink waste",3,"A1","In Base Cost Plan"]
[null,"WAS107","TRAP, bottle, 1.1/4 in, plastic resealing. HTM64TRR1/P",1006,"A1","In Base Cost Plan"]
[null,"WAS108","TRAP, bottle, 1.1/2 in, plastic resealing. HTM64TRR2/P",138,"A1","In Base Cost Plan"]
[null,"WAS110","*BASIN, medium, hospital pattern, vitreous china, no tap holes, no overflow, concealed waste, 500W 400D. HTM64LBHM. Replaced by: BAS101, 15/05/06",3,"A1","In Base Cost Plan"]
[null,"WAS112","*BASIN, medium, general pattern, vitreous china, 2 tap holes, no overflow, exposed waste, 500W 400D, HTM64LBGM. Replaced by: BAS107, 15/05/06",4,"A1","In Base Cost Plan"]
[null,"WAS9130","WASHING FACILITIES FOR MUSLIMS - WUDHU TYPE (To Design)",2,"A1","In Base Cost Plan"]
[null,"WAS9393","Bed and Mattress Washer, 2400x2400x2400mm",1,"A2",80000]
[null,"WAT003","WATER BOILER, 2.5 litres, electric, wall mounted",43,"A1",280]
[null,"WAT005","WATER BOILER, 10 litres, electric, wall mounted",8,"A1",450]
[null,"WAT008","WATER BOILER, font head, casing and door, electric, steam injection, 36 pints",1,"A1",600]
[null,"WAT015","WATER BOILER, 8 litres, electric, wall mounted, 600H 350W 200D",2,"A1",320]
[null,"WCA010","*WC hospital pattern, adult, vitreous china, 420H 350W 550D, HTM64. Replaced by: WCH001, or WCH005, 15/05/06",4,"A1","In Base Cost Plan"]
[null,"WCH001","WC/toilet pan with seat, 520-550 projection, hospital pattern, rimless pan, vitreous china, HTM64WCH",66,"A1","In Base Cost Plan"]
[null,"WCH005","WC/toilet pan with seat, 700 mm projection, hospital pattern, rimless pan, vitreous china, HTM64WCHD",283,"A1","In Base Cost Plan"]
[null,"WKT120","WORKTOP, cantilevered from wall, 600W 550D",1,"A1",60]
[null,"WKT122","WORKTOP, cantilevered from wall, 900W 550D",2,"A1",90]
[null,"WKT124","WORKTOP, cantilevered from wall, 1200W 550D",7,"A1",100]
[null,"WKT128","WORKTOP, cantilevered from wall, 1800W 550D, HTM63",1,"A1",175]
[null,"WKT140","WORKTOP, cantilevered from wall, 600W 650D",120,"A1",70]
[null,"WKT143","WORKTOP, cantilevered from wall, 1000W 650D, HTM63",2,"A1",100]
[null,"WKT144","WORKTOP, cantilevered from wall, 1200W 650D, HTM63",11,"A1",120]
[null,"WKT146","WORKTOP, cantilevered from wall, 1500W 650D, HTM63",19,"A1",150]
[null,"WKT148","WORKTOP, cantilevered from wall, 1800W 650D",9,"A1",180]
[null,"WKT149","WORKTOP, cantilevered from wall, 2000W 650D, HTM63",23,"A1",200]
[null,"WKT150","WORKTOP, cantilevered from wall, 2100W 650D",3,"A1",220]
[null,"WKT152","WORKTOP, cantilevered from wall, 2400W 650D, HTM63",2,"A1",250]
[null,"WKT156","WORKTOP, cantilevered from wall, 3000W 650D, HTM63",1,"A1",320]
[null,"WKT263","WORKTOP, dished, stainless steel, cantilevered from wall, 900W 650D, HTM63",1,"A1",260]
[null,"WKT304","WORKTOP, dished, stainless steel, with right hand sink bowl, cantilevered from wall, 1500W 650D",2,"A1","In Base Cost Plan"]
[null,"WKT309","WORKTOP, dished, stainless steel, with sink bowl left of centre, cantilevered from wall, 2100x650mm, HTM63",1,"A1",350]
[null,"WKT314","WORKTOP, dished, stainless steel, with left of centre sink bowl, cantilevered from wall 2600W 650D",1,"A1",400]
[null,"WKT449","WORKTOP, plain, stainless steel, with 2 sink bowls & drainer, cantilevered from wall, 2100W 550D, HTM63",15,"A1",400]
[null,"WKT470","WORKTOP, plain, stainless steel, cantilevered from wall, 600W 650D",2,"A1",180]
[null,"WKT476","WORKTOP, plain, stainless steel, cantilevered from wall, 1200W 650D",5,"A1",260]
[null,"WKT485","WORKTOP, plain, stainless steel, cantilevered from wall, 2100W 650D",1,"A1",400]
[null,"WKT488","WORKTOP, plain, stainless steel, cantilevered from wall, 2400W 650D, HTM63",7,"A1",400]
[null,"WKT505","WORKTOP, plain, stainless steel, with sink bowl & drainers, cantilevered from wall, 2100W 650D",1,"A1",400]
[null,"WKT512","WORKTOP, plain, stainless steel, with right of centre sink bowl & drainers, cantilevered from wall, 3000W 650D",2,"A1",450]
[null,"WOR009","WORKBENCH, engineer, heavy duty steel plate, complete with relevant components, 840H 1800W 750D",8,"C","By Trust"]
[null,"WOR036","WORKBENCH, laboratory, 920H 1000W 750D",1,"A1",500]
[null,"WOR037","WORKBENCH laboratory stainless steel, downdraught, left hand plain top, with sink and disposal unit, 850H 1200W 600D",9,"A1",4000]
[null,"WOR041","WORKSTATION TABLE, stainless steel, height adjustable, mobile with brake, 900H 1600W 800D",2,"C","By Trust"]
[null,"WOR052","WORKBENCH, steel construction, antistatic vinyl worktop with rolled front edge and rear upstand, 900x1800x900",2,"C","By Trust"]
[null,"WOR059","WORKBENCH, timber construction and antistatic vinyl finish, front edge rolled finish, 3600W 800D",1,"C","By Trust"]
[null,"WOR061","WORKBENCH, timber, with 2 vices, 2 cupboards & undershelf, 750H 2100W 900D",8,"C","By Trust"]
[null,"WOR066","WORKBENCH, welding, metal with 4 inch vice, 900H 2000W 800D",2,"A1",700]
[null,"WOR069","WORKBENCH, stainless steel, 75mm upstand on 3 sides, cupboard & shelf under, 915H 1200W 600D",8,"A1",500]
[null,"WOR073","WORKTOP, 1500W 900D",10,"A1",120]
[null,"WOR088","WORKTOP, heavy duty, 2400W 600D",2,"A1",600]
[null,"WOR119","WORKTOP, 1500W 600D",7,"A1",100]
[null,"WOR126","WORKTOP, 2100x900mm",3,"A1",180]
[null,"WOR129","WORKTOP, 2400W 600D",4,"A1",180]
[null,"WOR130","WORKTOP, 2500W 600D",3,"A1",190]
[null,"WOR188","WORKTOP, stainless steel, cutout for drip tray and drainage outlet, 1800W 650D",1,"A1",360]
[null,"WOR190","WORKTOP, stainless steel, freestanding, 2400W 750D",1,"A1",510]
[null,"WOR269","WORKTOP, stainless steel, 1 integral sinks bowl, undershelf, mobile, 900H 1200W 700D",3,"C","By Trust"]
[null,"WOR282","WORKTOP, stainless steel, cupboards under, mobile, 900H 1800W 700D",1,"A1",550]
[null,"WOR342","WORKTOP, 1800W 800D",11,"A1",140]
[null,"WOR697","WORKTOP, 600W 750D",2,"A1",100]
[null,"WOR756","WORKTOP, 1500W 700D",4,"A1",110]
[null,"WOR761","WORKTOP, 2000W 700D",7,"A1",160]
[null,"WOR9001","WORKSTATION, computer desk.",10,"C","By Trust"]
[null,"WOR9310","WORKTOP, melamine faced, 1600W 550D",8,"A1",120]
[null,"WOR9382","WORKBENCH, L-shaped, with strong wooden top, with 4in, vices, 2800W 3600W 800D 860H",4,"A1",700]
[null,"WOR9392","WORKBENCH, L-shaped, with strong wooden top, with 4in vice, 1800L 2200W 800D 860H",4,"C","By Trust"]
[null,"WRT237","WORKTOP, dished, stainless steel, with integral left of centre sink bowl and 2 tap holes, 3500W 600D",4,"A1",500]
[null,"WST001","WASTE, recessed grated metal, 38mm with standpipe, overflow",34,"A1","In Base Cost Plan"]
[null,"WST014","WASTE COMPACTOR, bin, large, electric, 2500H 1770W 1500D",1,"A1",3000]
[null,"XRA005","X-RAY UNIT DENTAL PANORAMIC (OPG), height adjustable, floor mounted",1,"B2",5000]
[null,"XRA007","X-RAY IMAGING UNIT, adjustable arm 1840/580mm, electric, mobile, battery driven, 1840H 2240W 660W",12,"C","By Trust"]
[null,"XRA030","X-RAY CHEST stand, universal, includes Bucky mechanism",4,"B1",""]
[null,"XRA9070","X-RAY UNIT, general x-ray, digital",3,"B1",250000]

{"sheet":"AH","index":1,"n_rows":844,"n_cols":8,"rows_kept":844,"cut":false,"hidden":false,"merged":[]}
[null,"TableAH"]
[null,"Code","Desc_AH","Group_AH","Cat_AH","Cost_AH","Qty_AH","Transfer"]
[null,"ANA001","ANAESTHESIA MACHINE, 4 cylinders, mobile, 1350x750x650",3,"C",26820,5,16]
[null,"ANA004","ANAESTHESIA MACHINE with ventilator, mobile, 1580x565x695",3,"C",34373,2,12]
[null,"ANA007","ANAESTHESIA MACHINE, MRI compatible, with ventilator, mobile",3,"C",20000,0,2]
[null,"ANA040","ANALYSER, ISE Electrolyte, 345x300x270",3,"C",12500,2,0]
[null,"ANA045","ANALYSER Glucose, 250x270x350",3,"C",5500,2,0]
[null,"ANA050","ANALYSER, blood gas, 300x830x580",3,"C",26000,3,0]
[null,"ANA057","ANALYSER, blood gas, 300x830x580",3,"C",18000,1,6]
[null,"ANA060","ANALYSER, Ion-selective electrodes (NA&K), 120x490x290",3,"C",7500,1,0]
[null,"ANA062","ANALYSER, centrifugal, 500x1200x500",3,"C",30000,1,0]
[null,"ANA064","ANALYSER, multi-channel, medium volume work",2,"B2",40000,1,0]
[null,"ANA065","ANALYSER, multi-channel, large volume work",2,"B2",250000,1,0]
[null,"ANA900","ANALYSER, automated lab, complete unit",2,"B2",350000,1,0]
[null,"ANA960","ANALYSER, oximeter, whole blood",3,"C",6000,0,1]
[null,"BAL003","BALANCE, top plan, 320g in 0.01g increments & 3200g in 0.1g increments, 130x185x300",3,"C",1300,1,0]
[null,"BAL008","BALANCE, analytical, 600g, 415x240x520",3,"C",4650,1,0]
[null,"BAS015","BASIN, small, stainless steel, apron front, 1 tap hole, 500x400",1,"A1",550,20,0]
[null,"BAT015","BATH, variable height, with control panel and all services, 1900x740",1,"A2",9000,4,0]
[null,"BAT016","BATH, hospital pattern, metal, no tap holes no overflow, 500x1700x800,  HTM64",1,"A2",341,2,0]
[null,"BED003","COT baby, dropside, standard size, 850x1200x600",3,"C",5046,0,32]
[null,"BED004","BED, divan style, fixed height, with legs, 1950x900",3,"C",200,3,0]
[null,"BED013","BED Kings Fund, variable height, two-way tilt, adjustable backrest, bedstripper, on castors",3,"C",975,0,5]
[null,"BED020","BED, fold down",2,"A2",650,225,0]
[null,"BED022","BEDHEAD SERVICES UNIT incorporating:Electrical panel - 6x  Double socket outlet with switch 1x  Bedlight control switch; ON/DIM/OFF 1x Bedlight fuse unitPatient/Nurse call panel -  1x Reset switch/Indicator lamp  1x Socket for handset  1x Audio dr",1,"A2",2000,246,0]
[null,"BED030","BED headboard single",3,"C",28,3,0]
[null,"BED040","BED HEAD BUFFER/DOCKING device, bed  & wall protection, horizontal, wall mounted, (internal clearance 1000-1400)",1,"A2",140,254,0]
[null,"BED901","BED, electric, variable height, two-way tilt, adjustable backrest, bedstripper, on castors",3,"C",1350,0,298]
[null,"BED950","BED, speciality, with cot sides",3,"C",4800,0,1]
[null,"BEN001","BENCH-PLAY, laminate faced, rounded corners with cupboard and 3 drawer, 500x1200x500",1,"A2",460,13,0]
[null,"BIN002","BIN, disposal, general purpose, 710x460",3,"C",81,4,0]
[null,"BIN003","BIN, disposal, general purpose, liner, mobile",3,"C",110,4,0]
[null,"BIN005","BIN, disposal, pedal, small, 350x250",3,"C",50,4,0]
[null,"BIN007","BIN, storage, mobile, 550x610x510",3,"C",95,32,0]
[null,"BIN010","BIN, storage, 110 litre, aluminium, mobile, 760x425x425",3,"C",120,8,0]
[null,"BIN025","BIN, disposable, plastic, swing lid, radioisotope symbol, 650x350x250",3,"C",30,2,0]
[null,"BOA006","BOARD, marker, whiteboard, dry-wipe, with pen holder, wall mounted, 1200x1800",2,"A1",111,12,0]
[null,"BOA012","BOARD, display/notice, wall mounted, 800x600",2,"A1",51,114,0]
[null,"BOA013","BOARD, display/notice, wall mounted, 800x1200",2,"A1",67,276,0]
[null,"BOA014","BOARD, display/notice, wall mounted, 1200x600",2,"A1",40,9,0]
[null,"BOA015","BOARD, display/notice, 1200x1200",2,"A1",88,2,0]
[null,"BOA017","BOARD, display/notice, Velcro/magnetic, wall mounted, 1200x1200",2,"A1",77,2,0]
[null,"BOA022","BOARD, display/notice, Velcro/magnetic, wall mounted, 800x600",2,"A1",35,204,0]
[null,"BOA025","BOARD, display, wall mounted, 800x1000",2,"A1",55,1,0]
[null,"BOA027","BOARD, marker/display, whiteboard, magnetic, dry-wipe, with pen holder, wall mounted, 1200x1800",2,"A1",140,11,0]
[null,"BOA030","BOARD, location index & shelf, wall mounted, 600x900",2,"A1",178,3,0]
[null,"BOA034","BOARD, marker, whiteboard, dry-wipe, with pen holder, wall mounted, 600x900",2,"A1",45,19,0]
[null,"BOA035","BOARD, marker, whiteboard, dry-wipe, with pen holder, wall mounted, 800x600",2,"A1",45,28,0]
[null,"BOA036","BOARD, marker, whiteboard, dry-wipe, with pen holder, wall mounted, 1200x600",2,"A1",55,11,0]
[null,"BOA037","BOARD, marker, whiteboard, dry-wipe, with pen holder, wall mounted, 900x1200",2,"A1",62,28,0]
[null,"BOA041","BOARD, menu, interchangeable panels, 1200x1000",2,"A1",95,2,0]
[null,"BOA051","BOARD, flip chart, adjustable height, freestanding",3,"C",95,23,0]
[null,"BOA058","BOARD, display, washable, wall mounted, 600x600",2,"A1",65,14,0]
[null,"BOA070","BOARD, message trellis, 800x600",2,"A1",62,3,0]
[null,"BOA101","BOARD, ironing, metal frame, adjustable height",3,"C",26,1,0]
[null,"BOA201","BOARD, dissecting processed rubber, 100x550x350",3,"C",160,2,0]
[null,"BOA202","BOARD, dissecting processed rubber, 300x800x300",3,"C",172,2,0]
[null,"BOD051","BODY STORE, +4 deg.C, 3 - 5 tier adjustable, double ended, left hand bay, lockable, nominal 26000x900x2400",1,"A2",10000,5,0]
[null,"BOD061","BODY STORE, -20 deg.C, 3 - 5 tier adjustable, double ended, left hand bay, lockable, nominal 2600x1000x2400",1,"A2",10000,1,0]
[null,"BOO005","BOOKCASE, 2 shelves, open, 900x1200x300",3,"C",60,2,0]
[null,"BOO006","BOOKCASE, 3 shelves, wood doors, 900x1200x300",3,"C",120,3,0]
[null,"BOO008","BOOKCASE, 4 shelves, wood doors, lockable, 1000x1200x300",3,"C",235,1,0]
[null,"BOO009","BOOKCASE, 4 shelves, wood doors, 1000x1200x300",3,"C",210,4,0]
[null,"BOO016","BOOKCASE, 3 shelves, cupboard under, 1800x1200x300",3,"C",300,3,0]
[null,"BOT001","BOTTLE, eye irrigation, emergency, with internal application, fix panel",2,"A2",48,1,0]
[null,"BRA003","BRACKET, holder, suction unit, wall mounted",2,"A2",10,3,0]
[null,"BRA004","BRACKET, holder, suction unit, trunking mounted",2,"A2",10,263,0]
[null,"BRA010","BRACKET, TV, fully adjustable, ceiling mounted",2,"A2",260,2,0]
[null,"BRA013","BRACKET, TV, fully adjustable, wall mounted",2,"A2",75,40,0]
[null,"CAB019","CABINET, drying, glassware, 1630x1170x610",3,"C",2000,1,0]
[null,"CAB024","CABINET, filing, 2 drawer, 700x450x600",3,"C",77,5,0]
[null,"CAB025","CABINET, filing, 4 drawer, 1300x450x600",3,"C",98,5,0]
[null,"CAB027","CABINET, filing, 2 drawer, 910x800x500",3,"C",77,4,0]
[null,"CAB032","CABINET, drying laboratory equipment, wall mounted, 525x780x335",2,"A2",620,2,0]
[null,"CAB034","CABINET, contrast media, heated, wall mounted",2,"A2",1480,2,0]
[null,"CAB036","CABINET, lotion, 48x1 litre, heated, 1600x800x500",2,"A2",3000,8,0]
[null,"CAB042","CABINET, bottle store, flammable liquids, mobile, 430x625x330",3,"C",530,3,0]
[null,"CAB045","CABINET, urine test, lockable, wall mounted, 300x300x150",2,"A2",75,15,0]
[null,"CAB050","CABINET, x-ray cassette storage, mobile, 550x700x500",3,"C",1100,5,0]
[null,"CAB053","CABINET, lateral filing, 6 rails, 2 door, 2100x800x500",3,"C",210,53,0]
[null,"CAB054","CABINET, lateral filing, 4 rails, 2 door, 1700x800x500",3,"C",165,145,0]
[null,"CAB056","CABINET, stationery, metal, 10 drawer with lock, 650x275x400",3,"C",130,2,0]
[null,"CAB059","CABINET, open top 2 shelves, 2 suspension filing rails, front panels, 1600x800x500",3,"C",365,89,0]
[null,"CAB061","CABINET, controlled drugs, 1800x1200x450",1,"A2",890,2,0]
[null,"CAB065","CABINET, drugs, self dispensing medication, lockable, wall mounted, 315x200x125",2,"A2",42.5,228,0]
[null,"CAB066","CABINET, roller shutter, screen-hung/wall mounted, 430x800x430",1,"A1",820,174,0]
[null,"CAB067","CABINET, respirator, including apparatus, 500x500x200",2,"A2",485,1,0]
[null,"CAB071","CABINET, decontamination, H&C water, indicator compress air, lighting, drainage, 2700x1500x900",1,"A2",16000,3,0]
[null,"CAB072","CABINET, exhaust protective, within microbiological safety to Class 1 BS5726, 1275x1000x600",2,"A2",4200,6,0]
[null,"CAB097","CABINET, record storage, 6 pull out drawer with divides, 2 adjustable shelves, roller shutter, 2200x1000x500",3,"C",1050,6,0]
[null,"CAB123","CABINET, vertical laminar flow, safety model, floor standing, 2100x1300x1000",2,"A2",3750,1,0]
[null,"CAB150","CABINET, steel frame, plastic drawer on retaining lips, wall mounted, 420x307x150",2,"A2",70,4,0]
[null,"CAB954","CABINET, X-ray shielded",2,"A2",33000,0,1]
[null,"CAL050","HANDSET patient's typical facilities:",3,"C",150,236,0]
[null,"CAM032","CAMERA, CCTV, wide angle",2,"A2",152.9,4,0]
[null,"CAR001","CARREL, freestanding, strap light & socket outlet",3,"C",475,2,0]
[null,"CAR004","CARREL, acoustic partitions, open, 1800x1800x1700",1,"A1",1200,3,0]
[null,"CEN003","CENTRIFUGE bench mounted, 475x420x425",3,"C",4973,2,6]
[null,"CEN005","CENTRIFUGE, cell washing (coomb's) bench mounted, 368x318x356",3,"C",7650,3,0]
[null,"CEN011","CENTRIFUGE, refrigerated, bench mounted, 385x405x540",3,"C",6300,2,0]
[null,"CEN012","CENTRIFUGE, floor standing, mobile, 700x670x575",3,"C",12500,2,0]
[null,"CEN014","CENTRIFUGE, microhaemotocrit, 280mm dia. 300x250x280",3,"C",875,1,0]
[null,"CEN016","CENTRIFUGE, refrigerated, floor standing, 900x710x790",3,"C",13150,2,0]
[null,"CEN017","CENTRIFUGE, sealed buckets, bench mounted, 475x420x425",3,"C",2550,3,0]
[null,"CEN018","CENTRIFUGE, sealed buckets, bench mounted, 350x450x490",3,"C",3600,2,0]
[null,"CEN019","CENTRIFUGE, sealed buckets, floor standing, mobile, 700x670x575",3,"C",12000,2,0]
[null,"CEN020","CENTRIFUGE with microtiter head, bench mounted, 475x420x425",3,"C",1450,1,0]
[null,"CEN021","CENTRIFUGE micro, high speed, 200x260x385",3,"C",1395,2,0]
[null,"CEN023","CENTRIFUGE, cytospin, bench top, 215x385x556",3,"C",4619,0,1]
[null,"CHA002","CHAIR, adjustable height, medium back, swivel, 5 star base, on castors",3,"C",75,55,0]
[null,"CHA003","CHAIR, adjustable height 540/790, tilting back, adjustable footrest, swivel, 5 star base, on glides",3,"C",85,56,0]
[null,"CHA004","CHAIR, adjustable height 540/790, tilting back, adjustable footrest, swivel, 5 star base, on castors",3,"C",110,6,0]
[null,"CHA005","CHAIR, easy, low back, upholstered",3,"C",135,230,0]
[null,"CHA006","CHAIR, easy, with open arms, low back, upholstered",3,"C",135,51,0]
[null,"CHA007","CHAIR, easy, with open arms, high back, upholstered",3,"C",135,300,0]
[null,"CHA017","CHAIR, upright, upholstered, stacking",3,"C",55,808,0]
[null,"CHA018","CHAIR, upright, with arms, upholstered, stacking",3,"C",75,455,0]
[null,"CHA021","CHAIR, executive, adjustable height, with arms, swivel, 5 star base, on castors",3,"C",325,110,0]
[null,"CHA024","CHAIR, anaesthetist, adjustable height",3,"C",360,13,0]
[null,"CHA027","CHAIR, chapel, interlocking, upholstered seat",3,"C",72.650899999999993,31,0]
[null,"CHA031","CHAIR, child, upright, stacking, seat height 390mm",3,"C",20,70,0]
[null,"CHA038","SANI-CHAIR",3,"C",155,13,0]
[null,"CHA047","CHAIR, easy, with open arms, high back, with wings, upholstered",3,"C",180,15,0]
[null,"CHA056","CHAIR, Venepuncture",3,"C",650,1,0]
[null,"CHA057","CHAIR nursing, 830x600x670",3,"C",195,4,0]
[null,"CHA059","WHEELCHAIR, folding, self-propelled",3,"C",220,56,0]
[null,"CHA062","CHAIR, adjustable height, with arms, medium back, swivel, 5 star base, on castors",3,"C",78,3,0]
[null,"CHA063","CHAIR, adjustable height, with arms, high back, swivel, 5 star base, on castors",3,"C",78,566,0]
[null,"CHA067","UNIT CHAIR, 1seater, with arms, upholstered",3,"C",112,75,0]
[null,"CHA068","UNIT CHAIR, 2 seater, with arms, upholstered",3,"C",180,35,0]
[null,"CHA069","UNIT CHAIR, 3 seater, with arms, upholstered",3,"C",250,31,0]
[null,"CHA072","CHAIR, treatment, reclining, adjustable height",3,"C",3100,1,0]
[null,"CHA078","UNIT CHAIR, easy, with arms, fully upholstered",3,"C",200,18,0]
[null,"CHA079","UNIT CHAIR/SETTEE, 2 seater, easy, with arms, fully upholstered",3,"C",600,1,0]
[null,"CHA080","UNIT CHAIR/SETTEE, 3 seater, easy, with arms, fully upholstered",3,"C",900,3,0]
[null,"CHA083","CHAIR, stacking, polypropylene, with seat & back pads, 750x534x530",3,"C",72,29,0]
[null,"CHA085","WHEELCHAIR, Model 9L, type transit, (seat 430x430mm), fixed armrests, hinged backrest, 940x915x635",3,"C",130,0,9]
[null,"CHA089","WHEELCHAIR, patient, non-ferrous materials, hinged foot rest, anti-static wheels",3,"C",1365,0,4]
[null,"CHA091","CHAIR, easy, reclining, 1000x1630x880",3,"C",985,9,0]
[null,"CHA094","CHAIR, bathroom",3,"C",52,13,0]
[null,"CHA095","CHAIR, shower, mobile",3,"C",60,179,0]
[null,"CIS004","CISTERN, concealed, low level, reversible, 9 litre capacity, 450x600x150,  HTM64",1,"A1",0,2,0]
[null,"CIS005","CISTERN, concealed, low level, reversible, 7.5 litre, 300x500x150",1,"A1",0,346,0]
[null,"CLE008","SCRUBBING/POLISHING MACHINE, single brush, small",3,"C",700,15,0]
[null,"CLE018","CLEANER VACUUM, dry suction, tub, with accessories, filtered air exhaust",3,"C",135,16,0]
[null,"CLE020","CLEANER VACUUM, wet & dry suction, tub, with accessories, filtered air exhaust",3,"C",210,2,0]
[null,"CLI012","CLIP, equipment, 2",2,"A2",27,9,0]
[null,"CLI017","CLIP, spring, 32mm dia. 3, wall mounted",2,"A2",28,18,0]
[null,"CLO001","CLOCK battery, wall mounted",2,"A1",17,151,0]
[null,"CLO002","CLOCK synchronous, wall mounted",1,"A1",90,4,0]
[null,"CLO003","CLOCK synchronous with second sweep hand, wall mounted",1,"A1",100,16,0]
[null,"CLO004","CLOCK battery with second sweep hand, wall mounted",2,"A1",19,50,0]
[null,"CLO005","CLOCK impulse, wall mounted",1,"A1",360,5,0]
[null,"CLO009","CLOCK impulse with time elapse, wall mounted",1,"A1",800,1,0]
[null,"COM023","DISK UNIT optical",3,"C",200,1,0]
[null,"COM031","COMPUTER CPU",3,"C",494,370,0]
[null,"COM032","COMPUTER VDT MONITOR",3,"C",135,516,0]
[null,"COM033","COMPUTER VDT KEYBOARD",3,"C",13,551,0]
[null,"COM034","COMPUTER PRINTER, inkjet",3,"C",90,2,0]
[null,"COM035","COMPUTER PRINTER, line, small",3,"C",150,40,0]
[null,"COM038","COMPUTER PRINTER, laser, A4, 220x450x450",3,"C",160,144,0]
[null,"COM041","COMPUTER PRINTER, SCANNER, PHOTOCOPIER,  FAX, A4,  350x470x450",3,"C",140,2,0]
[null,"COM046","COMPUTER MONITOR, digital flat panel display, desk top",3,"C",135,2,0]
[null,"COM047","COMPUTER MONITOR, digital flat panel display, touch screen, desk top",3,"C",250,13,0]
[null,"COM049","COMPUTER MONITOR, digital flat panel display, large, desk top",3,"C",165,12,0]
[null,"CON061","CONE, warning",3,"C",13,90,0]
[null,"COO001","COOKER, electric, small, floor standing",3,"C",699,7,0]
[null,"COO006","COOKER CONTROL UNIT, 30amp, wall mounted",1,"A1",0,7,0]
[null,"COP007","COPIER, photocopier, desktop, 290x470x440",3,"C",485,5,0]
[null,"COP008","COPIER, photocopier, collator, floor standing, 800x1500x650",3,"C",15500,5,0]
[null,"COU007","COUCH, examination/treatment, (2 section), variable height, with retractable wheels",3,"C",700,0,41]
[null,"COU010","COUCH, examination/treatment, (3 section), variable height, with retractable wheels",3,"C",570,0,8]
[null,"COU075","COUNTER RECEPTION, console top & flap, 2 VDT space, 1050/710x4200/1800",1,"A1",8000,1,0]
[null,"COU076","COUNTER RECEPTION, console top & flap, 3 VDT space, 1050/710x4800/1800",1,"A1",9200,1,0]
[null,"COU080","COUNTER RECEPTION, console top, VDT build-in & shelf (250mm deep), 1000/700x1600x1050",1,"A1",3200,2,0]
[null,"COU082","COUNTER RECEPTION, console top, 2 VDT build-in & shelf (250mm deep), 1000/700x2400x1050",1,"A1",3650,5,0]
[null,"COU083","COUNTER RECEPTION, console top, 3 VDT build-in & shelf (250mm deep), 1000/700x3600x1050",1,"A1",4700,1,0]
[null,"COU086","COUNTER RECEPTION, console top, 2 VDT build-in & shelf (250mm deep), 1000/700x3000x1050",1,"A1",4200,6,0]
[null,"COU104","COUNTER UNIT, console top & modesty panel, with VDT space, 1020/720x1600x800,  HTM63",1,"A1",3300,2,0]
[null,"COU105","COUNTER UNIT, console top & modesty panel, with VDT space, 1020/720x2400x800,  HTM63",1,"A1",3450,26,0]
[null,"COU116","COUNTER UNIT, console top, VDT space, L-shaped, 1020/720x2400/1600x800,  HTM63",1,"A1",6000,4,0]
[null,"COU118","COUNTER UNIT, console top, VDT space, L-shaped, 1020/720x3200/1600x800,  HTM63",1,"A1",6600,14,0]
[null,"COU120","COUNTER UNIT, console top, VDT space, L-shaped, 1020/720x2400/2400x800,  HTM63",1,"A1",6200,4,0]
[null,"COU125","COUNTER UNIT, console top & modesty panel, 1020/720x3000x800",1,"A1",4000,4,0]
[null,"COU132","COUNTER UNIT, angled, console top, modesty panel, o/a 700x4600x800",1,"A1",7000,1,0]
[null,"CRD011","MACHINE HEART-LUNG BYPASS (perfusion)",3,"C",35000,0,3]
[null,"CRD023","ANGIOGRAPHY MACHINE, biplane, C-arm multi-angular two isocentric X-ray system",2,"B1",1000000,0,1]
[null,"CRD031","TABLE PATIENT, cath. Lab, cantilever, radiolucent, floating top, telescoping base, adjustable height, floor mounted (Part of CRD021 or CRD023)",2,"B1",1E-4,0,1]
[null,"CRD041","CARD COLLIMATOR for  card-angiography (Part of CRD021 or CRD023)",2,"B1",1E-3,0,1]
[null,"CRD051","CONTROL CONSOLE & COMPUTER for catheter laboratories (Part of CRD021 or CRD023)",2,"B1",0,0,1]
[null,"CRD053","CONTROL CONSOLE - physiological monitoring system",2,"B1",275000,0,1]
[null,"CRY001","CRYOSURGICAL UNIT, with trolley",3,"C",3000,0,2]
[null,"CUP011","CUPBOARD, metal, lockable, 1800x900x450",3,"C",229,24,0]
[null,"CUP076","CUPBOARD, 1 shelf, on plinth, 900x500x600",1,"A1",128.9,27,0]
[null,"CUP092","CUPBOARD, carcase, 5 tray slides, on plinth, 800x600x500",1,"A1",136,7,0]
[null,"CUP107","CUPBOARD, coat hanging rail, hat shelf, 2100x600x500",3,"C",230,17,0]
[null,"CUP112","CUPBOARD UNIT, non-ferrous, open, 3 adjustable shelf, on plinth, 850x1000x500",1,"A1",165,2,0]
[null,"CUP116","CUPBOARD/DRAWER UNIT, non-ferrous, 2 drawer, 1 adjustable shelf, on plinth, 850x1000x500",1,"A1",205.35,2,0]
[null,"CUP149","CUPBOARD, fume, bench mounted, 1300x1080x610",2,"A2"]
[null,"CUP149T","Cupboard, fume, bench mounted, 1300x1080x610",2,"B1",12800,0,8]
[null,"CUP172","CUPBOARD, lower, built-in, pass-through, 2 set of 2 doors, lockable, 900x1200x600",1,"A1",3500,2,0]
[null,"CUP205","CUPBOARD, stainless steel, glass front, lockable, 1600x900x400",3,"C",690,1,0]
[null,"CUP212","CUPBOARD, stationery, metal, shutter front, lockable, 1800x900x450",3,"C",85,1,0]
[null,"CUP356","CUPBOARD, 1shelf, lockable, on castors, 700x600x500",3,"C",165,7,0]
[null,"CUP378","CUPBOARD/DRAWER UNIT, 1 drawer, 1 shelf, on castors, 600x500x500",3,"C",124,78,0]
[null,"CUP416","CUPBOARD/DRAWER UNIT, 1 drawer, lockable, on castors, 700x600x600",3,"C",165.45,3,0]
[null,"CUP417","CUPBOARD/DRAWER UNIT, 1drawer, 1 shelf, on castors, 800x600x500",3,"C",129,4,0]
[null,"CUP433","CUPBOARD/DRAWER UNIT, 2 drawer, lockable, on castors, 580x420x600",3,"C",99.6,320,0]
[null,"CUP434","CUPBOARD/DRAWER UNIT, 1 drawer, lockable, on castors, 580x420x600",3,"C",99.6,232,0]
[null,"CUP444","CUPBOARD, glass sliding doors, wall mounted, 600x1000x300",1,"A1",241.04,7,0]
[null,"CUP560","CUPBOARD, metal, epoxy resin lined, flame resistant, lockable, 710x890x480",3,"C",530,3,0]
[null,"DEF003","DEFIBRILLATOR, semi-automatic, portable, 310x360x250",3,"C",8222,0,16]
[null,"DES006","DESK, cantilever, single pedestal 3 drawer, modesty panel, 1200x750",3,"C",240,28,0]
[null,"DES010","DESK, prayer, with padded knee stool, 900x600x450",3,"C",340,1,0]
[null,"DES017","DESK, cantilever, single pedestal 3 drawer, cable management, modesty panel, 1200x800",3,"C",280,2,0]
[null,"DES022","DESK, cantilever, single pedestal 3 drawer, cable management, modesty panel, 1600x800",3,"C",170,35,0]
[null,"DES027","DESK UNIT, cantilever, cable management, adjustable legs, modesty panel, 1600x800",3,"C",170,320,0]
[null,"DES028","DESK RETURN UNIT, cantilever, cable management, adjustable legs, modesty panel, freestanding, 1200x600",3,"C",110,320,0]
[null,"DIA003","DIATHERMY APPARATUS, surgical, portable, 190x400x330",3,"C",9200,0,20]
[null,"DIA011","RENAL DIALYSIS MACHINE",3,"C",15000,0,7]
[null,"DIA015","WATER TREATMENT SYSTEM for dialysis, comprising; Coarse filtration, Softening, Prefiltration, Buffer tank, Reverse osmosis, Sanitization, Sterilizing filtration (optional)",1,"A2",65000,1,0]
[null,"DIC006","DICTATING MACHINE, wall mounted, battery/mains operated",2,"A2",295,1,0]
[null,"DIS004","DISPENSER, disposable bedpans, wall mounted",2,"B2",36,13,0]
[null,"DIS007","DISPENSER, paper towel roll, wall mounted, 150x540x150",2,"B2",40,38,0]
[null,"DIS008","DISPENSER, nailbrush, wall mounted",2,"B2",85,7,0]
[null,"DIS013","DISPENSER, paper towel, wall mounted",2,"B2",32,683,0]
[null,"DIS014","HOLDER, paper towel roll, wall mounted",2,"B2",40,7,0]
[null,"DIS024","DISPENSER, soap, wall mounted",2,"B2",41,432,0]
[null,"DIS025","DISPENSER, soap, foot operated, wall mounted",2,"B2",75.3,3,0]
[null,"DIS026","DISPENSER, disinfectant solution Med. Alcohol Gel, lever action, wall mounted",2,"B2",45,442,0]
[null,"DIS030","DISPENSER, soap, lever action, wall mounted",2,"B2",25,428,0]
[null,"DIS201","DISH, soap, surface mounted",1,"A1",0,210,0]
[null,"DIS202","DISH, soap, recessed",1,"A1",0,2,0]
[null,"DIS435","DISPENSER, disposable gloves, set of 3, wall mounted",2,"B2",40,206,0]
[null,"DIS436","DISPENSER, disposable apron, wall mounted",2,"B2",25,224,0]
[null,"DOL005","DOLLY, for tote boxes or containers, on castors, 162x604x402",3,"C",187,2,0]
[null,"DRA051","DRAWER UNIT, 5 drawer, mobile, 600x500x500",3,"C",310,32,0]
[null,"DRA062","DRAWER UNIT, under worktop, 4 drawer, cut-out to front for film envelopes, 550x600x450",1,"A1",325,9,0]
[null,"DRA063","DRAWER UNIT, under worktop, 6 drawer, cut-out to front for film envelopes, 550x500x450",1,"A1",375,8,0]
[null,"DRA072","DRAWER UNIT, under worktop, 200x600x600",1,"A1",230,2,0]
[null,"DRI021","DRIP CUP, deck mounted",1,"A1",48,4,0]
[null,"DRY003","DRYER, tumble, domestic, maximum load 3 kg.",2,"A2",130,1,0]
[null,"DRY004","DRYER, hand, non-touch action, electric, 265x262x202",2,"A1",233.45,5,0]
[null,"DSU001","DISPOSAL UNIT (macerator), disposable bedpan, bedpan liners/urine bottles, 980x524x650",1,"A2",2800,12,0]
[null,"DSU006","DISPOSAL UNIT, plain top, sink & hopper with flushing rim, 100mm outlet, no tapholes no overflow, concealed cistern, stainless steel, left hand, 1600x650",1,"A1",1350,26,0]
[null,"DSU007","DISPOSAL UNIT, plain top, sink & hopper with flushing rim, 100mm outlet, no tapholes no overflow concealed cistern, stainless steel, right hand, 1600x650,  HTM64",1,"A1",1350,2,0]
[null,"DSU009","DISPOSAL UNIT, hopper with flushing rim, hinged grid, 100/110mm outlet no tapholes no overflow, concealed  cistern, stainless steel, 650x600x600, HTM64",1,"A1",880,7,0]
[null,"DUC011","DUCT, exhaust, lagged & cased, 100mm dia.",1,"A1",200,1,0]
[null,"ECS010","ENTERTAINMENT/COMMUNICATION SYSTEM, patientline bedside , adjustable arm, trunking mounted incorporating:\nTV LCD flat screen, headphones socket, telephone/nurse call socket, extra telephone socket for email on internet via PC, connection to remote nurse c",2,"B2",1500,239,0]
[null,"ECS012","HANDSET ENTERTAINMENT/COMMUNICATION patient's typical facilities:",3,"C",0,239,0]
[null,"END950","ENDOSCOPE, Video Display unit",3,"C",27143,0,1]
[null,"EXT100","EXTENTION PIECE WC, hospital pattern, adult, 450x275x150",1,"A1",0,245,0]
[null,"EXT150","EXTRACT, cabinet microbiological, exhaust protective class 1, BS5726",1,"A2",2660,6,0]
[null,"FLO001","Floor, upstand for shower tray, 1000x1000",1,"A1",0,16,0]
[null,"HAT017","HATCH, vertical, sliding, 600x300",1,"A1",2000,2,0]
[null,"HOI002","HOIST & stretcher patient, for bath, hydraulic, mobile, 1900x800",3,"C",1450,0,12]
[null,"HOI003","HOIST PATIENT, chair type, mobile",3,"C",4622.3999999999996,0,2]
[null,"HOI006","HOIST PATIENT, electric, 24V, track ceiling mounted. (Length of the track to suit the individual needs.)",1,"A2",4000,64,0]
[null,"HOI011","HOIST, body handling, freestanding",3,"C",5050,0,3]
[null,"HOL001","HOLDER, mail sack, wall mounted",2,"A1",105,8,0]
[null,"HOL003","HOLDER, sack, small, freestanding",3,"C",57,232,0]
[null,"HOL004","HOLDER, sack, with lid foot operated, small, freestanding",3,"C",52,165,0]
[null,"HOL005","HOLDER, sack, medium, freestanding",3,"C",58,1,0]
[null,"HOL006","HOLDER, sack, with lid foot operated, medium, freestanding",3,"C",78,786,0]
[null,"HOL007","HOLDER, sack, large, freestanding",3,"C",90,1,0]
[null,"HOL008","HOLDER, sack with lid foot operated, large, freestanding",3,"C",88,17,0]
[null,"HOL014","HOLDER, sack, with lid foot operated, large, mobile",3,"C",62,22,0]
[null,"HOL016","HOLDER, toilet roll, multi, large",2,"A1",29,103,0]
[null,"HOL018","HOLDER, toilet roll",2,"A1",12,66,0]
[null,"HOL031","HOLDER, iron, wall mounted",2,"A2",25,1,0]
[null,"HOO018","HOOK, coat, single",2,"A1",5,53,0]
[null,"HOO019","HOOK, single, small, wall mounted",2,"A1",5,495,0]
[null,"HOO020","HOOK, single, large, wall mounted",2,"A1",6,72,0]
[null,"HOO022","HOOK, double, wall mounted",2,"A1",6,45,0]
[null,"HOO024","HOOK, hat & coat, 1",2,"A1",5,942,0]
[null,"HOS010","HOSE REEL, 6m length, wash down unit",1,"A1",750,1,0]
[null,"HYP950","Hyper-Hypothermia System",3,"C",18570,0,6]
[null,"ILL016","ILLUMINATOR, x-ray film, high intensity, portable",3,"C",480,4,0]
[null,"ILL022","ILLUMINATOR, x-ray film, dimmer switch, four way, double bank, wall mounted, 600x1600x160",2,"A2",1300,8,0]
[null,"IMG021","IMAGE INTENSIFIER UNIT, C-arm, mobile",3,"C",30793,1,3]
[null,"IMG024","IMAGE INTENSIFIER, monitor trolley, (Part of IMG021)",3,"C",20000,1,3]
[null,"IMG025","IMAGE INTENSIFIER & X-RAY TUBE FLUOROSCOPY, U-arm, integrated table, tilted by 90 degree, floor mounted, (intensifier above table, x-ray tube below)",2,"B1",385000,1,0]
[null,"IMG028","IMAGE INTENSIFIER & X-RAY TUBE FLUOROSCOPY, C-arm, integrated table 90 degree, tilting, multi-angular, cantilevered",2,"B1",385000,1,0]
[null,"IMG055","IMAGER BONE DESITOMETRY UNIT, with rotating detector/X-ray tube & mowing couch, floor mounted, approximate 1500x1500x3000 - B1 - 2",2,"B2",58700,0,1]
[null,"IMG056","IMAGER CONTROL CABINET for bone densitometry, approximate 1500x750x750 (Part of IMG055)",2,"B1",6500,0,1]
[null,"IMG061","IMAGER, COMPUTER TOMOGRAPHY, (CT)",2,"B1",478400,0,1]
[null,"IMG066","TABLE PATIENT - CT imager, floating top (Part of IMG061)",2,"B1",1E-3,1,0]
[null,"IMG070","IMAGER GAMMA CAMERA, digital, single detector, with monitor",2,"B1",224000,0,1]
[null,"IMG073","TABLE PATIENT - SPECT, gamma camera, variable height, 970/730x2060x720 (Included in IMG070)",2,"B1",1E-3,1,0]
[null,"IMG074","IMAGER COLLIMATOR RACK, gamma camera, 1300x770x800 (Included in IMG070, IMG071)",2,"B1",1E-3,1,0]
[null,"IMG076","IMAGER CART exchange collimator, gamma camera, 1270x670x910 (Part of IMG070 & IMG072)",2,"B1",1E-3,1,0]
[null,"IMG077","CONSOLE UNIT & COMPUTER for gamma camera/PET, 1180x1040x900 (Included in IMG070, IMG071, IMG072 & IMG091)",2,"B1",1E-3,1,0]
[null,"IMG078","IMAGER multiformat, 100x400x520, (part of IMG077)",2,"B1",1E-3,1,0]
[null,"IMG079","IMAGER DISK UNIT optical, (part of IMG077)",2,"B1",1E-3,1,0]
[null,"IMG081","IMAGER, MAGNETIC RESONANCE IMAGING (MRI), closed bore",2,"B1",1000000,0,2]
[null,"IMG081B","IMAGER, MAGNETIC RESONANCE IMAGING (MRI), closed bore, intraoperative",2,"B1"]
[null,"IMG086","TABLE PATIENT - MRI imager, floating top, (part of IMG081)",2,"B1",1E-3,null,2]
[null,"IMG086B","TABLE PATIENT - MRI imager, floating top, (part of IMG081)",2,"B1"]
[null,"IMG101","MONITOR viewing for image intensifier, ceiling mounted",2,"B1",2700,7,0]
[null,"IMG102","MONITOR viewing for image intensifier (Part of IMG025, IMG026, IMG028 & IMG030)",3,"B1",1E-3,4,0]
[null,"IMG104","TROLLEY for monitor image intensifier (Part of IMG102)",3,"C",1E-3,2,0]
[null,"IMG107","COUCH/TROLLEY, imaging whole-body, 820x2270x860",2,"B1",5000,1,0]
[null,"IMG109","IMAGING CHAIR, with arms, tilt, on castors",3,"C",3100,2,0]
[null,"IMG111","CONTROL CONSOLE  - tableside gantry control for digital imaging system",2,"B1",1500,1,0]
[null,"IMG116","IMAGE GENERATOR/POWER DISTRIBUTION CABINET",2,"B1",17000,2,0]
[null,"IMG121","IMAGE CS RAIL, ceiling suspensions for monitors",2,"B1",2000,2,0]
[null,"IMG125","IMAGE CS ARM swivel, ceiling suspensions for monitors",2,"B1",2000,1,0]
[null,"IMG131","SHIELD lead acrylic, overhead suspended on bracket, 760x610mm, lead equivalent 0.5mm Pb, ceiling mounted",2,"B1",2000,1,0]
[null,"IMG136","SHIELD lead acrylic window, over table, adjustable height, mobile, lead equivalent 0.5mm Pb throughout.",2,"B1",3250,1,0]
[null,"IMG136","SHIELD lead acrylic window, over table, adjustable height, mobile, lead equivalent 0.5mm Pb throughout.",2,"B1",3250,1,0]
[null,"IMG136","SHIELD lead acrylic window, over table, adjustable height, mobile, lead equivalent 0.5mm Pb throughout.",2,"B1",3250,1,0]
[null,"IMG136","SHIELD lead acrylic window, over table, adjustable height, mobile, lead equivalent 0.5mm Pb throughout.",2,"B1",3250,1,0]
[null,"IMG141","IMAGING, Computed Radiography Unit, large high-throughput, CR plate reader, o/a 1720x730x720",2,"B1",109000,0,1]
[null,"IMG900","IMAGER, MAGNETIC RESONANCE IMAGING (MRI), 3 Tesla, IntraOperative",2,"B1",1200000,0,1]
[null,"INC004","INCUBATOR, baby",3,"C",13823,0,11]
[null,"INC005","INCUBATOR, fan convection, 1120x790x790",3,"C",1900,5,0]
[null,"INF002","INFUSION volumetric pump, 188x110x60",3,"C",2000,0,243]
[null,"INF950","PUMP, INFUSION, MRI compatabile",3,"C",7680,0,2]
[null,"INT010","IMAGER multiformat, 1100x400x520",2,"B1",55000,0,1]
[null,"KET001","KETTLE, electric, 2 litres, cutout on boiling",3,"C",73.989999999999995,14,0]
[null,"KIC001","KICKABOUT, bowl stand, stainless steel, 350mm dia.",3,"C",85,27,0]
[null,"LAB007","FREEZER, -70 deg.C, floor standing",3,"C",8500,3,0]
[null,"LAB009","CANISTER, liquid nitrogen",3,"C",300,2,0]
[null,"LAB012","MACHINE, TISSUE EMBEDDING CENTRE, resin",3,"C",6300,1,0]
[null,"LAB013","MACHINE, TISSUE EMBEDDING CENTRE, wax",3,"C",5000,0,1]
[null,"LAB014","MACHINE, tissue processing, resin, floor standing",3,"C",8000,2,0]
[null,"LAB016","TISSUE PROCESSOR ENCLOSED MODULAR, 1360H 600W 600D",3,"C",40000,0,2]
[null,"LAB021","CABINET, slide dryer, 380x380x190",3,"C",1460,9,0]
[null,"LAB022","SHAKING MACHINE, orbital, 410x310x165",3,"C",650,2,0]
[null,"LAB024","ROTARY PLATER, 100x150x155",3,"C",370,4,0]
[null,"LAB026","VISCOMETER, PLASMA, 300x450x250",3,"C",3200,1,0]
[null,"LAB027","PIPETTOR, mechanical",3,"C",95,2,0]
[null,"LAB028","WASHER, pipette",3,"C",165,1,0]
[null,"LAB029","DRYER, pipette",3,"C",660,1,0]
[null,"LAB030","OVEN, paraffin wax, 60 deg.C, 670x640x580",3,"C",650,1,0]
[null,"LAB032","OSMOMETER & printer, 375x165x200",3,"C",5986.6,2,1]
[null,"LAB033","BENCH MAGNIFIER, with fluorescent lamp, wall mounted",2,"A2",96,13,0]
[null,"LAB034","INOCULATOR, multi-point, 255x410x180",3,"C",2100,1,0]
[null,"LAB035","INCUBATOR, carbon dioxide, bench mounted, 1000x560x520",3,"C",4900,1,0]
[null,"LAB036","INCUBATOR, variable temperature, 940x640x560",3,"C",1650,9,0]
[null,"LAB038","H.P.L.C. EQUIPMENT (high pressure liquid chromatography)",3,"C",13227,0,7]
[null,"LAB039","GLUCOSE METER for glucose determination",3,"C",4500,1,0]
[null,"LAB040","GAS CHROMATOGRAPHY equipment, 710x440x620",3,"C",50000,2,1]
[null,"LAB041","DETECTOR, (to be used with Gas Chromatography equipment), 90x270x350",3,"C",2100,3,0]
[null,"LAB042","FLUOROMETER, 175x390x310",3,"C",4850,2,0]
[null,"LAB043","FIBRINOMETER, 250x270x450",3,"C",700,1,0]
[null,"LAB044","ELECTROPHORESIS EQUIPMENT, power pack",3,"C",870,3,0]
[null,"LAB045","ELECTROPHORESIS EQUIPMENT, bath",3,"C",265,3,0]
[null,"LAB046","E.L.I.S.A. EQUIPMENT, dispenser (Enzyme linked immuno sorbent assay)",3,"C",2600,2,0]
[null,"LAB047","E.L.I.S.A. EQUIPMENT, washer (Enzyme linked immuno sorbent assay)",3,"C",5000,1,1]
[null,"LAB048","E.L.I.S.A. EQUIPMENT, plate reader (Enzyme linked immuno sorbent assay)",3,"C",5000,1,1]
[null,"LAB049","THIN LAYER CHROMATOGRAPHY, equipment",3,"C",1750,2,0]
[null,"LAB050","SCANNER, thin layer chromatography",3,"C",11500,2,0]
[null,"LAB051","STIRRER, magnetic, 55x210x210",3,"C",210,5,0]
[null,"LAB052","MIXER, vortex",3,"C",165,5,0]
[null,"LAB053","ROTAMIXER, 160x160x130",3,"C",400,2,0]
[null,"LAB054","MIXER, roller type, 10 rollers, 105x450x415",3,"C",600,5,0]
[null,"LAB055","MIXER, roller type, 5 rollers, 105x450x235",3,"C",710.51149999999996,4,0]
[null,"LAB056","MIXER, orbital, 170x180x150",3,"C",335,1,0]
[null,"LAB057","MIXER, ommimixer, small",3,"C",685,2,0]
[null,"LAB058","MIXER, microtiter plate, 195x450x320",3,"C",520,1,0]
[null,"LAB059","MIXER, cell suspension, 220x160x200",3,"C",510,1,0]
[null,"LAB060","MICROTOME, resin, thin section, 300x455x550",3,"C",7477,0,5]
[null,"LAB068","DENSITOMETER, automated, 150x610x410",3,"C",9500,1,0]
[null,"LAB069","DECALCIFYING AGITATOR, 300x300dia",3,"C",800,1,0]
[null,"LAB070","CRYOSTAT, freezing microtome, 1420x660x760",3,"C",11000,0,2]
[null,"LAB080","NEPHELOMETER, 175x250x300",3,"C",3000,1,0]
[null,"LAB083","DISPENSER/DILUTER, mechanical, 600x300x450",3,"C",300,1,0]
[null,"LAB086","COUNTER, colony, 140x250x360",3,"C",390,1,0]
[null,"LAB087","COAGULATOR, mechanical, 600x900x400",3,"C",2500,2,0]
[null,"LAB088","DRIP CUP, bench mounted (or near to sink)",1,"A1",60,2,0]
[null,"LAB089","COUNTER CELL, mechanical with data handler",3,"C",620,2,0]
[null,"LAB090","BLOOD GROUPING EQUIPMENT, mechanical, 450x900x450",3,"C",37675,0,2]
[null,"LAB092","BATH, water, electrothermal, boiling, with flat lid & rings",3,"C",450,2,0]
[null,"LAB093","BATH, water, electrothermal, boiling, with rings",3,"C",410,2,0]
[null,"LAB094","BATH, floating off, 115x340x230",3,"C",390,2,0]
[null,"LAB095","BATH, ultrasonic cleaner, 240x300x200",3,"C",800,1,0]
[null,"LAB103","VIEWING MIRROR, agglutination, 250x300x200",3,"C",353.04919999999998,1,0]
[null,"LAB107","STAINER SLIDE LINEAR AUTO, 300H 150W 1500D",3,"C",14000,0,2]
[null,"LAB108","COUNTER white cell differential",3,"C",700,3,0]
[null,"LAB109","AUTOCLAVE, 425 litres, multi-functional",1,"A2",30000,2,0]
[null,"LAB112","STERILIZER, glassware, hot air, 150 litres, floor standing",2,"A2",4000,2,0]
[null,"LAB113","WASHING MACHINE, laboratory glassware, 900x590x600",2,"A2",9100,1,0]
[null,"LAB117","BATH, water, electrothermal, 362x362x718",3,"C",475,11,0]
[null,"LAB119","INCUBATOR, anaerobic chamber, 810x800x800",3,"C",2926,1,0]
[null,"LAB169","ANALYSER IMMUNOASSAY AUTO 240 TESTS/, 1040H 1840W 105D",3,"C",120000,0,2]
[null,"LAB171","ANALYSER COAGULATION AUTO, 400H 1020W 720D",3,"C",45000,0,2]
[null,"LAB950","ANALYSER, Polarization",3,"C",47000,0,1]
[null,"LAB951","ANALYSER, chromatography, system",3,"C",30000,0,1]
[null,"LAB953","ANALYSER, AMINO ACID, SYSTEM",3,"C",46333,0,1]
[null,"LAB954","MASS SPECTROMETER, SYSTEM",3,"C",11220,0,1]
[null,"LAB955","PLATELET AGGREGATION SYSTEM",3,"C",15000,0,1]
[null,"LAB956","WORKSTATION, ANAEROBIC, bench mounted, with glove ports, 1000mm W X 750mm H X 700mm D",3,"C",11850,0,1]
[null,"LAB957","FLOW CYTOMETER SYSTEM",3,"C",55000,0,1]
[null,"LAB958","IMMUNOLOGY ANALYZER, 35 assays, 48 samples per hr",3,"C",5000,0,1]
[null,"LAB959","COUNTER white cell differential, flow cytometry, 150 samples per/hr",3,"C",90000,0,1]
[null,"LAB960","COUNTER white cell differential, flow cytometry, 80 samples per/hr",3,"C",45000,0,1]
[null,"LAB961","ANALYSER, HAEMOSTASIS, 290 h x 260 w x 250 d",3,"C",10000,0,2]
[null,"LAB962","ANALYSER  PATHOLOGY",3,"C",119500,0,1]
[null,"LAB963","INCUBATOR, PLATELET,  810mm H X 480mm D X 530mm W",3,"C",4913,0,2]
[null,"LAB964","CAROUSEL, MicroWriter, with 6 Hoppers",3,"C",7273,0,2]
[null,"LAB965","ANALYSER, Sickle cell anaemia",3,"C",25530,0,1]
[null,"LAD001","STEP, 3 tread, 4 sprung wheels, 750x600x500",3,"C",295,13,0]
[null,"LAD002","LADDER, 3 tread, platform type 750mm height, folding, o/a 1500mm height",3,"C",85,15,0]
[null,"LAD007","LADDER, 6 tread, folding, 1300mm height",3,"C",130,20,0]
[null,"LAS951","LASER, ENT",3,"C",67000,0,1]
[null,"LEC001","LECTERN, freestanding, with light.(Chapel)",3,"C",650,1,0]
[null,"LIF003","FORKLIFT, 2.8m lift",3,"C",1100,1,0]
[null,"LIG003","LUMINAIRE adjustable arm, 100watt, wall/trunking/rail mounted",1,"A2",185,251,0]
[null,"LIG015","LAMP examination, mobile, 1000 lux",3,"C",300,69,0]
[null,"LIG025","LAMP medical phototherapy physiological jaundice-hyperbilirubinemia, moveable, 210x675x270",3,"C",17751,0,1]
[null,"LIG031","LUMINAIRE operating theatre table with satellite, shadowless",1,"A2",13319,4,0]
[null,"LIG050","LUMINAIRE operating (minor)",1,"A2",13319,1,0]
[null,"LIG052","LUMINAIRE operating (minor), MRI compatible, ceiling mounted",1,"A2",7000,2,0]
[null,"LIG053","LUMINAIRE examination adjustable, ceiling mounted",1,"A2",2100,2,0]
[null,"LIG055","LUMINAIRE CoolSpot Light, 47500 lux, flexible arm, ceiling mounted",1,"A2",1800,2,0]
[null,"LIG058","LUMINAIRE examination, adjustable, 1000 lux, wall/trunking/rail mounted",1,"A2",448.5,43,0]
[null,"LIG063","LUMINAIRE fitted with single fluorescent lamp, 8watt, 300mm, wall mounted",1,"A1",0,194,0]
[null,"LIG069","LUMINAIRE fitted with single fluorescent lamp, 8watt, 300mm, ceiling mounted",1,"A1",0,5,0]
[null,"LIG072","ILLUMINATED SIGN \"LASER IN USE\"",1,"A1",240,7,0]
[null,"LIG073","ILLUMINATED SIGN \"IN USE\"",1,"A1",240,17,0]
[null,"LIG074","ILLUMINATED SIGN \"DO NOT ENTER\"",1,"A1",240,6,0]
[null,"LIG081","LUMINAIRE fitted with single fluorescent lamp with switch, below drug cupboard, 8watt, 400mm",1,"A1",0,44,0]
[null,"LIG096","LUMINAIRE fluorescent asymmetric distribution, 36watt, 1200mm, ceiling mounted",1,"A1",0,4,0]
[null,"LIG950","LIGHT SOURCE, Endoscopic",3,"C",9100,0,10]
[null,"LIG951","LIGHT SOURCE, Endoscopic, with video display",3,"C",12500,0,2]
[null,"LOC001","LOCKER, bedside, mobile, 600x450x450",3,"C",170,1,0]
[null,"LOC003","LOCKER, wardrobe bedside, 1000x500x500",3,"C",300,234,0]
[null,"LOC005","LOCKER clothes, single, 1800x300x550",3,"C",60,165,0]
[null,"LOC009","LOCKER clothes, single, slimline, 1800x225x500",3,"C",56,30,0]
[null,"LOC010","LOCKER clothes, single, slimline, 1800x225x450",3,"C",80,120,0]
[null,"LOC012","LOCKER, wall mounted, 366x300x300",2,"A2",30,123,0]
[null,"LOC014","LOCKER, 4 tier, 1800x300x450",3,"C",65,1,0]
[null,"LOC015","LOCKER, luggage, 4 tier, 1970x480x880",3,"C",69,6,0]
[null,"LOC019","LOCKER, 6 tier, 1800x300x450",3,"C",80,5,0]
[null,"LST030","STORAGE UNIT, underbench, 1 drawer, 2 filing, mobile, 850x600x500, HTM67",3,"C",185,2,0]
[null,"LWB075","WORKBENCH laboratory, C-frame, freestanding, 920x1500x750, HTM67",1,"A1",760,4,0]
[null,"LWS081","WORKBENCH laboratory with inset epoxy sink (sink size 150x500x400), 920x2100x750",1,"A1",2350,2,0]
[null,"MAC046","MACHINE, hose crimping, bench mounted, manually operated, width with handle 610mm, 458x407x610",3,"C",1860,1,0]
[null,"MAT003","MATTRESS, Kings Fund bed, child, standard backrest, 1655x865x125",3,"C",92,0,159]
[null,"MAT004","MATTRESS, Kings Fund bed, standard backrest, 1955x865x125",3,"C",96,0,75]
[null,"MAT006","MATTRESS, ITU/CCU bed, extra care",3,"C",155,0,54]
[null,"MAT010","MATTRESS, single divan, 1950x900",3,"C",75,3,0]
[null,"MIC020","MICROSCOPE, inverted, 300x200x250",3,"C",3300,1,0]
[null,"MIC023","MICROSCOPE, fluorescence, 400x225x300",3,"C",6450,4,0]
[null,"MIC024","MICROSCOPE, binocular, integral lamp",3,"C",15000,0,10]
[null,"MIC029","MICROSCOPE, surgical",3,"C",120000,0,5]
[null,"MIC035","MICROSCOPE operating, ophthalmology, stereo co-observation tube, ceiling mounted, lifting range: 320mm to 400mm, swivel angle 296 deg 1706D",2,"B1",52337,0,1]
[null,"MIC035","MICROSCOPE operating, ophthalmology, stereo co-observation tube, ceiling mounted, lifting range: 320mm to 400mm, swivel angle 296 deg 1706D",2,"B2",52337,0,1]
[null,"MIC950","MICROSCOPE. ENT, Floor standing",3,"C",53500,0,2]
[null,"MIR001","MIRROR, wall mounted, 650x300",1,"A1",70,238,0]
[null,"MIR003","MIRROR, wall mounted, 1000x300",1,"A1",78,12,0]
[null,"MIR004","MIRROR, wall mounted, 1600x400",1,"A1",89,26,0]
[null,"MIR005","MIRROR, wall mounted, 800x1000",1,"A1",95,5,0]
[null,"MIR010","MIRROR, wall mounted, 800x300",1,"A1",74,130,0]
[null,"MIR023","MIRROR, unbreakable, wall mounted, 650x300",1,"A1",138,2,0]
[null,"MIR024","MIRROR, unbreakable, wall mounted, 800x300",1,"A1",168,11,0]
[null,"MNT002","DRILL, 1/2inch, bench mounted, 720x205x205",3,"C",650,1,0]
[null,"MNT021","LATHE-high speed, on tray top cabinet stand mounted, 1400x1690x685",1,"A2",6500,1,0]
[null,"MNT030","GRINDER, 200mm, double ended, bench or pedestal mounted, 430x400x270",1,"A2",450,1,0]
[null,"MNT040","BREAK-TANK, pre-sterilizing, integral filter, wall mounted, 385x395x180",2,"A2",2750,1,0]
[null,"MON004","MONITOR, television, colour, 340mm, 340x360x360",3,"C",160,2,0]
[null,"MON013","MONITOR, vital signs, multi-parameter, 280x360x215",3,"C",13000,0,71]
[null,"MON016","MONITOR, television, colour, 585mm",3,"C",230,61,0]
[null,"MON051","MONITOR, patient, MR compatible, vital signs, multi-parameter, 280x360x215",3,"C",38824,0,3]
[null,"MON950","MONITOR, CENTRAL STATION,",3,"C",6000,21,3]
[null,"MON951","MONITOR,  Patient Transport",3,"C",12000,0,7]
[null,"MSC001","CABINET tall, 600mm facing, (600x400 inserts), with formed plastic liners, open, on plinth, o/a height 2100, HTM71",1,"A1",314.60000000000002,11,0]
[null,"MSC002","CABINET tall, 600mm facing, (600x400 inserts), with formed plastic liners & 10 telescopic runners, open, on plinth, o/a height 2100, HTM71",1,"A1",700,1,0]
[null,"MSC085","CABINET base, 600mm facing, (600x400 inserts), with 3 telescopic runners, 1 door right handed, on plinth, o/a height 900, HTM71",1,"A1",348.45,26,0]
[null,"MSC091","CABINET base, 400mm facing, (400x600 inserts), with formed plastic liners, 1 door right handed, on plinth, o/a height 900, HTM71",1,"A1",220,68,0]
[null,"MSC092","CABINET base, 400mm facing, (400x600 inserts), with formed plastic liners, 1 door left handed, on plinth, o/a height 900, HTM71",1,"A1",220,1,0]
[null,"MSC122","CABINET top, 400mm facing, (400x600 inserts), with formed plastic liners, 1 door right hinged, wall mounted, HTM71",1,"A1",186,82,0]
[null,"MSC153","CABINET tall, 600mm facing, with 6 shelves, 1 door left handed, on plinth, o/a height 2100, HTM71",1,"A1",341.16,2,0]
[null,"MSC173","CABINET raised, 600mm facing, with 3 shelves, 1 door left handed, raised/wall mounted, o/a height 1200, HTM71",1,"A1",196.3,1,0]
[null,"MSC182","CABINET base, 600mm facing, with 2 shelves, 1 door right handed, on plinth, o/a height 900, HTM71",1,"A1",206.55,9,0]
[null,"MSC183","CABINET base, 600mm facing, with 2 shelves, 1 door left handed, on plinth, o/a height 900, HTM71",1,"A1",206.55,3,0]
[null,"MSC186","CABINET base, 400mm facing, with 2 shelves, open, on plinth, o/a height 900, HTM71",1,"A1",201.35,10,0]
[null,"MSC187","CABINET base, 400mm facing, with 2 shelves, 1 door right handed, on plinth, o/a height 900, HTM71",1,"A1",187.05,43,0]
[null,"MSC188","CABINET base, 400mm facing, with 2 shelves, 1 door left handed, on plinth, o/a height 900, HTM71",1,"A1",187.05,33,0]
[null,"MSC192","CABINET top, 400mm facing, with 1 shelf, 1 door right hinged, wall mounted, HTM71",1,"A1",146.53,6,0]
[null,"MSC193","CABINET top, 400mm facing, with 1 shelf, 1 door left hinged, wall mounted, HTM71",1,"A1",146.53,6,0]
[null,"MSC197","CABINET top, 600mm facing, with 1 shelf, 1 door right hinged, wall mounted, HTM71",1,"A1",166.08,10,0]
[null,"MSC198","CABINET top, 600mm facing, with 1 shelf, 1 door left hinged, wall mounted, HTM71",1,"A1",166.08,19,0]
[null,"MSC261","CABINET/DRAWER features, base, 400mm facing, 3 drawer (mix height), on plinth, o/a height 900, HTM71",1,"A1",312.55,1,0]
[null,"MSC263","CABINET/DRAWER features,  base, 400mm facing, 4 drawer, on plinth, o/a height 900, HTM71",1,"A1",329.75,5,0]
[null,"MSC264","CABINET/DRAWER features,  base, 400mm facing, 5 drawer, on plinth, o/a height 900, HTM71",1,"A1",379.45,2,0]
[null,"MSC503","PHARMACY CABINET, 600mm facing, with 4 shelves, 1 pull out prep. shelf, controlled drugs cupboard, warning light, 1 door right handed w/security safe lock, o/a height 1200, HTM71",1,"A2",700,27,0]
[null,"MSC520","CATHETER CUPBOARD, 600mm facing, with formed plastic liners, incl. shelf with 5 telescopic rails, open, on plinth, o/a height 2100, HTM71",1,"A1",500,1,0]
[null,"MSF021","FRAME long span shelving supports, with distance pieces, 1 bay, 600mm deep, 5 shelf (4 adjustable), steel, 2130x1000x665 nominal, HTM71",2,"A1",470,3,0]
[null,"MSF022","FRAME long span shelving supports, with distance pieces, additional bay, 600mm deep, 5 shelf (4 adjustable), steel, 2130x970x665 nominal, HTM71",2,"A1",410,4,0]
[null,"MSF026","FRAME long span shelving supports, with distance pieces, 1 bay, 400mm deep, 5 shelf (4 adjustable), steel, 2130x1000x465 nominal, HTM71",2,"A1",189,6,0]
[null,"MSF027","FRAME long span shelving supports, with distance pieces, additional bay, 400mm deep, 5 shelf (4 adjustable), steel, 2130x970x465 nominal, HTM71",2,"A1",154,5,0]
[null,"MST001","TROLLEY, small, single, with handle, 5 sets of runners, 600mm facing, 850x730x450 nominal, HTM71",3,"C",232,4,0]
[null,"MST005","TROLLEY, small, half size, with 5 sets of runners, 400mm facing, 850x445x350 nominal, HTM71",3,"C",227,7,0]
[null,"MSW001","WORKTOP, for 1x 600mm facing inserts cabinet, 655x500 nominal, HTM71",1,"A1",75,5,0]
[null,"MSW002","WORKTOP, for 2x 600mm facing inserts cabinets, 1310x500 nominal, HTM71",1,"A1",150,2,0]
[null,"MSW011","WORKTOP, for 1x 400mm facing  inserts cabinet, 455x700 nominal, HTM71",1,"A1",52,1,0]
[null,"MSW013","WORKTOP, for 3x 400mm facing inserts cabinets, 1365x700 nominal, HTM71",1,"A1",290,1,0]
[null,"MSW014","WORKTOP, for 4x 400mm facing inserts cabinets, 1820x700 nominal, HTM71",1,"A1",380,23,0]
[null,"MSW015","WORKTOP, for 5x 400mm facing inserts cabinets, 2275x700 nominal, HTM71",1,"A1",215.86,19,0]
[null,"MSW022","WORKTOP, for 600mm facing inserts cabinets, 1200x500 nominal, HTM71",1,"A1",135,9,0]
[null,"MSW060","WORKTOP, for 400mm facing inserts cabinets, 1000x700 nominal, HTM71",1,"A1",86.1,1,0]
[null,"MSW062","WORKTOP, for 400mm facing inserts cabinets, 1200x700 nominal, HTM71",1,"A1",250,4,0]
[null,"MSW065","WORKTOP, for 400mm facing inserts cabinets, 1500x700 nominal, HTM71",1,"A1",310,14,0]
[null,"MSW074","WORKTOP, for 400mm facing inserts cabinets, 2400x700 nominal, HTM71",1,"A1",500,3,0]
[null,"MSW080","WORKTOP, for 400mm facing inserts cabinets, 3000x700 nominal, HTM71",1,"A1",640,8,0]
[null,"NCU001","BABY NAPPY CHANGING UNIT, folds up base, heavy duty plastic, safety straps, wall mounted, 900x560x885",2,"A1",180,2,0]
[null,"OPE022","OPENER CAN, electric, 150x400x300",3,"C",25,1,0]
[null,"ORG001","ORGAN, electric",3,"C",240,1,0]
[null,"OVE011","OVEN, microwave, 560x600x475",3,"C",100,2,0]
[null,"OVE013","OVEN, microwave, timer operated, 400x600x500",3,"C",250,1,0]
[null,"OVE015","OVEN, microwave, commercial, heavy duty, stainless steel, 310x510x365",3,"C",1240,19,0]
[null,"PAL001","PALLET, reversible, 125x1800x1000",3,"C",24.272099999999998,4,0]
[null,"PAN031","PANEL, inspection, matt black finish, wall mounted, 300x300",1,"A1",300,1,0]
[null,"PAN160","TOOL PANEL, mild steel, perforated, with movable adjustable tool holders, 500x457",1,"A1",25,8,0]
[null,"PAN165","LOUVRE PANEL, steel, plastic tote boxes, wall mounted, 440x520",2,"A1",25,15,0]
[null,"PAS002","PASTEURISER infant feed, 2-3 litres (8-12 x 250ml bottle capacity), 570x470x575",2,"A2",12000,2,0]
[null,"PEG001","PEGS, equipment, small, 2, wall mounted",1,"A1",35,59,0]
[null,"PEN001","PENDANT medical supply unit outlets: 2x 13amp switched double, Medical Oxygen, Medical Nitrous Oxide,  Vacuum medical, MA4, AGS",1,"A2",7000,1,0]
[null,"PEN002","PENDANT ANAESTHETIC medical & power supply unit, vertical movement, ceiling mounted, outlets comprising:",1,"A2",12000,1,0]
[null,"PEN006","PENDANT SURGICAL, medical & power supply unit, tandem, lateral & vertical movement, ceiling mounted, outlets comprising:4x socket outlet 13amp double1x outlet oxygen medical1x outlet nitrous oxide medical1x compressed air medical, (4 bar)1x compresse",1,"A2",8000,13,0]
[null,"PEN010","PENDANT power supply unit, outlets: 2x 13amp switched, double, flexible unit, ceiling mounted",1,"A2",10000,2,0]
[null,"PEN013","PENDANT ANAESTHETIC, medical & power supply unit, tandem, lateral & vertical movement, ceiling mounted, outlets comprising:",1,"A2",9000,13,0]
[null,"PEN015","PENDANT power supply unit, outlets: 1x  13amp switched, double",1,"A2",10000,2,0]
[null,"PEN020","PENDANT RESUSCITIATION medical & power supply unit, 2 articulated arms, with docking system, ceiling mounted, medical gases & power outlets comprising:",1,"A2",12000,4,0]
[null,"PEN900","PENDANT, medical & power supply unit, multiple articulated arms, lateral & vertical movement, ceiling mounted, outlets comprising:",1,"A2",14000,54,0]
[null,"PIG008","PIGEONHOLE UNIT, two level, 8 compartments, 600x600x300",1,"A1",205,40,0]
[null,"PIG016","PIGEONHOLE UNIT, two level, 12 compartments, wall mounted, 800x1000x450",1,"A1",175,4,0]
[null,"PLA002","PLATFORM, step-stand, stackable, portable, 130x480x330",3,"C",55,26,0]
[null,"PLA021","PLAYBACK UNIT, video tape",3,"C",90,4,0]
[null,"PRI015","PRINTER, label, portable",3,"C",550,1,0]
[null,"PRO001","PROCESSOR, x-ray film, daylight, automatic",3,"C",14000,1,0]
[null,"PRO016","PROCESSOR, dry laser imager, throughput 150 films per hour, floor standing",3,"C",26000,2,0]
[null,"PRO023","PROJECTOR, overhead",3,"C",185,12,0]
[null,"PRO950","PROCESSOR X-RAY, CR DIGITIZER",3,"C",22500,0,2]
[null,"RAC001","RACK, drainage, bedpan holder (6), with drip tray, wall mounted",2,"A1",65,12,0]
[null,"RAC010","RACK, draining equipment, wall mounted, 450x300x150",2,"A1",60,2,0]
[null,"RAC018","RACK suspension system, 4 hooks, wall mounted, 1400x400",2,"A1",100,3,0]
[null,"RAC023","RACK, boot, 6 places, 900x900x400",3,"C",145,1,0]
[null,"RAC062","RACK, gas cylinder, double, wall mounted",2,"A2",50,3,0]
[null,"RAC069","RACK, medical gas, 6 cylinder, 1 metre height",3,"C",120,2,0]
[null,"RAC089","RACK, leaflet/pamphlet, 4 sections, with adjustable dividers, wall mounted, 300x805x215",2,"A1",120,8,0]
[null,"RAC090","RACK, leaflet/pamphlet, single section, 5 dividers, wall mounted, 150x1000x100",2,"A1",135,4,0]
[null,"RAC091","RACK, magazine, 3 shelves, floor standing, fixed to the wall, 1400x900x300",2,"A1",330,33,0]
[null,"RAC094","RACK, magazine, double sided, mobile",3,"C",190,1,0]
[null,"RAC096","RACK, pallet, double height, double bay, 8 pallets, 1800x4800x750",3,"C",600,2,0]
[null,"RAC097","RACK, pallet, double height, triple bay, 12 pallets",3,"C",1050,2,0]
[null,"RAC120","RACK, film cassette, wall mounted, 375x450x75",2,"A2",65,4,0]
[null,"RAC193","RACK, ingredients, 8 levels high, mobile, 900x770x630",3,"C",335,2,0]
[null,"RAC196","RACK, x-ray lead apron, 5 hangers, hinged, wall mounted",2,"A2",115,21,0]
[null,"RAC197","RACK, x-ray lead apron, 6 swivel arms, mobile",3,"C",440,1,0]
[null,"RAC198","RACK, x-ray table accessories",3,"C",219.55250000000001,6,0]
[null,"RAC206","RACK, x-ray films, 5tier, 2100x900x450",3,"C",850,60,0]
[null,"RAC215","RACK, suitcase, 350x900x400",1,"A1",170,5,0]
[null,"RAC353","RACK, wire mesh, strong",3,"C",370,4,0]
[null,"RAC354","RACK, wire mesh, sterile pack storage, (catheters)",3,"C",170,4,0]
[null,"RAC362","RACK, catheter, vertical, 2 compartments, 420x160x65",2,"A2",30,165,0]
[null,"RAC379","RACK, stainless steel, 4 grid shelves, 1500x1200x450",3,"C",475,24,0]
[null,"RAC381","RACK, stainless steel, 1 bay, 4 shelves (2 adjustable), mobile, 1800x1200x600",3,"C",320,1,0]
[null,"RAC403","RACK, metal, 1 bay with adjustable shelves, 1850x1000x482",3,"C",135,38,0]
[null,"RAC405","RACK, metal, 1 bay, 4 shelves, 1800x900x450",3,"C",144,2,0]
[null,"RAC410","RACK, metal, 1 bay, 4 shelves, 1800x1200x600",3,"C",179,6,0]
[null,"RAC416","RACK, metal, 1 bay, 4 shelves, 2000x920x310",3,"C",99,8,0]
[null,"RAC417","RACK, metal, 1 bay, 4 shelves, 2000x900x450",3,"C",95,125,0]
[null,"RAC420","RACK, metal, 1 bay, 4 shelves, 2000x914x600",1,"A1",162,1,0]
[null,"RAC424","RACK, metal, 2 bays, 4 shelves, 2000x1828x305",3,"C",188,18,0]
[null,"RAC425","RACK, metal, 2 bays, 4 shelves, 2000x1800x450",3,"C",210,17,0]
[null,"RAC440","RACK, leaflet, wall mounted, 600x900",2,"A1",85,4,0]
[null,"RAC445","RACK UNIT, metal, 1 bay, single sided, 5 fixed shelves with dividers, 2215x900x300",1,"A1",235,7,0]
[null,"RAC450","RACK UNIT, metal, 1 bay, double sided, 10 fixed shelves with dividers, 2215x900x600",1,"A1",384,3,0]
[null,"RAI003","RAIL, apron hanging, 1200x150",2,"A1",189.05779999999999,1,0]
[null,"RAI021","RAIL, coat hanging, (lockers assembly), 13 secure hangers, 1800x900x450",3,"C",125,2,0]
[null,"RAI022","RAIL assembly, coat hangers, with security, 15 coats, 1780x1320x455",3,"C",198,6,0]
[null,"RAI048","RAIL, grab, vertical, wall mounted, 600mm",1,"A1",35,389,0]
[null,"RAI049","RAIL, grab, vertical, wall mounted, 750mm",1,"A1",45,2,0]
[null,"RAI056","RAIL, towel, single, stainless steel, 15mm dia. 600mm",1,"A1",50,2,0]
[null,"RAI061","RAIL, towel, single stainless steel, 15mm dia. 450mm",1,"A1",42,216,0]
[null,"RAI062","RAIL, towel, triple swing arm, chromium plated, 12.5mm dia. 460mm",1,"A1",57,16,0]
[null,"RAI065","RAIL, grab, horizontal, cranked, L-shape, wall mounted, 1100x600",1,"A1",110,1,0]
[null,"RAI076","RAIL, grab, horizontal, wall mounted, 400mm",1,"A1",35,4,0]
[null,"RAI078","RAIL, grab, horizontal, cranked, U-shape, wall mounted, 1200x900",1,"A1",160,15,0]
[null,"RAI079","RAIL, grab, horizontal, wall mounted, 750mm",1,"A1",37,12,0]
[null,"RAI080","RAIL, grab, horizontal, cranked, U-shape, wall mounted, 1200x1000 left side x1300mm right side",1,"A1",85,1,0]
[null,"RAI081","RAIL, grab, horizontal, wall mounted, 900mm",1,"A1",50,23,0]
[null,"RAI082","RAIL, grab, horizontal, cranked, L-shape, wall mounted, 500x800",1,"A1",60,181,0]
[null,"RAI083","RAIL, grab, horizontal, cranked, L-shape, wall mounted, 600x1100",1,"A1",67,46,0]
[null,"RAI084","RAIL, grab, horizontal, cranked, wall mounted, 1900mm",1,"A1",55,2,0]
[null,"RAI087","RAIL, grab, horizontal, cranked, L-shape, wall mounted, 800x700",1,"A1",62,46,0]
[null,"RAI088","RAIL, grab, horizontal, cranked, L-shape, wall mounted, 1000x800",1,"A1",70,3,0]
[null,"RAI089","RAIL, grab, horizontal, cranked, L-shape,  wall mounted, with floor mounted leg support, 750x350",1,"A1",65,179,0]
[null,"RAI091","RAIL, storage, walking aids, with subdivisions, wall mounted, 1800x300",1,"A1",120,2,0]
[null,"RAI134","RAIL, clinical equipment, trunking integral, 1600mm",1,"A1",85,188,0]
[null,"RAI136","RAIL, clinical equipment, trunking integral, 2100mm",1,"A1",118,115,0]
[null,"RAI146","RAIL, clinical equipment, wall mounted, 2100mm",1,"A1",96,20,0]
[null,"RAI161","RAIL, grab, horizontal, wall mounted, 600mm",1,"A1",30,425,0]
[null,"RAI167","RAIL, grab, horizontal, cranked, U-shape, wall mounted, 1800x950",1,"A1",165,179,0]
[null,"RAI175","RAIL, grab, hinged, wall mounted, 750mm",1,"A1",40,305,0]
[null,"RAI184","RAIL, grab, horizontal, cranked, L-shape, wall mounted, with floor mounted leg support,  900x350",1,"A1",72,13,0]
[null,"RAI260","RAIL for shower curtain, 1000mm length",1,"A1",52,16,0]
[null,"RAI262","RAIL for shower curtain, 1200mm length",1,"A1",60,17,0]
[null,"RAI266","RAIL for shower curtain, 1800mm length",1,"A1",75,179,0]
[null,"REC005","RADIO, with CD & cassette player",3,"C",150,5,0]
[null,"REC030","RECORDER, video, playback",3,"C",95,16,0]
[null,"REF021","REFRIGERATED STORAGE, bottle cooler, with compartment, 250x1200x450",3,"C",330,2,0]
[null,"REF042","REFRIGERATED DEEP FREEZE CABINET, 168 litres, internal temperature gauge, 1150x600x550",3,"C",250,1,0]
[null,"REF053","REFRIGERATOR, medical, 110 litres, external temperature gauge, automatic defrost, lockable, underbench, 850x510x535",3,"C",285,1,0]
[null,"REF058","REFRIGERATOR 124.4 litres, automatic defrost, stainless steel, underbench, external temperature gauge, lockable, on castors, 840x622x685",3,"C",990,30,0]
[null,"REF059","REFRIGERATOR, medical, 142 litres, external temperature gauge, automatic defrost, lockable, underbench, 840x500x580",3,"C",630,3,0]
[null,"REF060","REFRIGERATOR, reagents, 110 litres, external temperature gauge, automatic defrost, underbench, 850x510x535",3,"C",260,3,0]
[null,"REF062","REFRIGERATOR, 84 litres, external temperature gauge, lockable, 800x500x500",3,"C",285,9,0]
[null,"REF066","REFRIGERATOR, 325 litres, 1550x550x600",3,"C",550,3,0]
[null,"REF070","REFRIGERATOR, medical, 560 litres, external temperature gauge, lockable, 1800x1200x550",3,"C",3500,2,0]
[null,"REF081","REFRIGERATOR, blood, 182 litres, external temperature gauge, 1400x550x600",3,"C",11245,0,2]
[null,"REF091","REFRIGERATOR, drug, 28 litres, external temperature gauge, lockable, wall mounted, 500x500x350",2,"A2",460,32,0]
[null,"REF103","REFRIGERATED DEEP FREEZE, 336 litres, vertical type, 1750x595x600",3,"C",485,9,0]
[null,"REF107","REFRIGERATOR/MACHINE, ice cubes, 24 kg ice/24hours, 630x495x620",3,"C",730,5,0]
[null,"REF108","REFRIGERATOR milkpack dispenser, 13.5 litres, 690x375x395",3,"C",890,2,0]
[null,"REF120","REFRIGERATOR/FREEZER, 196 litres refrigerator, 42 litres freezer, 1450x600x600",3,"C",450,2,0]
[null,"REF122","REFRIGERATOR/FREEZER, 500 litres with freezer compartment, 2250x700x700",3,"C",4280,3,0]
[null,"REF125","REFRIGERATOR/FREEZER 159 litres refrigerator, 88 litres freezer, 1455x535x595",3,"C",480,2,0]
[null,"RES002","REST FOOT",3,"C",25,25,0]
[null,"RIN001","RETAINER, hinged ring, 150mm dia.",1,"A1",30,45,0]
[null,"SAF005","SAFE, wall, recessed, 150x200x150",1,"A1",650,142,0]
[null,"SCA012","SCALE, swab",3,"C",72,0,13]
[null,"SCA075","SCALE, kitchen, self indicating, with printer, stainless steel pan, 10 kg",3,"C",2000,0,2]
[null,"SCA081","SCALE COLUM, weighing person, with sliding weights, and telescopic column for height measure",3,"C",950,0,9]
[null,"SCA083","SCALE CHAIR, weighing person, mobile",3,"C",400,0,2]
[null,"SCA091","SCALE, post mortem, semi-automatic, 10 kg, 1gm sensitivity, wall mounted, 600x300x550",2,"A2"]
[null,"SCA125","SCALE, 5 kg",3,"C",78,0,1]
[null,"SCR011","SCREEN, mobile, 1800x2400",3,"C",260,6,0]
[null,"SCR012","SCREEN, dividing, portable, 1500x1200",3,"C",320,2,0]
[null,"SCR013","SCREEN, dividing, portable, 1500x1800",3,"C",205,8,0]
[null,"SCR020","SCREEN, dividing, glazed, 1800x800",2,"A1",600,1,0]
[null,"SCR022","SCREEN, telescopic, rail mounted, 2000mm extended",2,"A1",99.295100000000005,10,0]
[null,"SCR043","SCREEN, projection, ceiling mounted, 1800x1800",2,"B2",1530,4,0]
[null,"SCR044","SCREEN, projector, ceiling mounted, 1800x2400",2,"B2",1716,8,0]
[null,"SCR060","SCREEN shielding, radiation proof, 1mm lead, solid/glass, 2000H2100L, angle",2,"A2",5128,1,0]
[null,"SCR061","SCREEN shielding, radiation proof, 2mm lead, solid/glass, 2000H2100L, angle",2,"A2",5398,1,0]
[null,"SCR062","SCREEN shielding, radiation proof, 2mm lead, solid/glass, 2000H5100mmL, angle",2,"A2",7833,1,0]
[null,"SCR064","SCREEN, x-ray radiation protection, lead rubber, mobile, 900x700, lead equivalent 0.5mm Pb.",3,"C",717.6,9,0]
[null,"SCR102","SCREEN, overhead projection, 15 degree angle projection from wall, wall mounted, 1200x1200",2,"B2",1495.2,4,0]
[null,"SEA011","SEAT, bench, extension brackets, wall mounted, 600x300",1,"A1",140,1,0]
[null,"SEA013","SEAT, tip-up, wall mounted, 600x400",1,"A1",145,1,0]
[null,"SEA024","SEAT, tip-up, wall mounted , 400x400",1,"A1",95,189,0]
[null,"SHE061","SHELF, book, wall mounted with ends, 600x200",1,"A1",15,8,0]
[null,"SHE063","SHELF, adjustable, P.V.C. coated steel, perforated, wall mounted, 1500x600",1,"A1",140,1,0]
[null,"SHE068","SHELF, on plinth, 200x1800x500",1,"A1",85,3,0]
[null,"SHE071","SHELF, slatted, horizontal, adjustable, 900x600",1,"A1",79.3,102,0]
[null,"SHE073","SHELF, slatted, horizontal, adjustable, 1500x600",1,"A1",104.5,28,0]
[null,"SHE081","SHELF, writing, sloping, 1300x400",1,"A1",55,1,0]
[null,"SHE083","SHELF, writing, sloping, 1500x400",1,"A1",61,2,0]
[null,"SHE200","SHELF, 600x200",1,"A1",11.63,13,0]
[null,"SHE201","SHELF, 600x300",1,"A1",13.97,88,0]
[null,"SHE202","SHELF, 600x400",1,"A1",24.38,26,0]
[null,"SHE203","SHELF, 600x500",1,"A1",30.89,56,0]
[null,"SHE209","SHELF, 800x300",1,"A1",13.97,292,0]
[null,"SHE210","SHELF, 900x200",1,"A1",11.63,2,0]
[null,"SHE211","SHELF, 900x300",1,"A1",13.97,89,0]
[null,"SHE212","SHELF, 900x400",1,"A1",24.38,9,0]
[null,"SHE221","SHELF, 1200x300",1,"A1",16.760000000000002,42,0]
[null,"SHE222","SHELF, 1200x400",1,"A1",29.26,19,0]
[null,"SHE223","SHELF, 1200x500",1,"A1",37.07,114,0]
[null,"SHE230","SHELF, 1500x200",1,"A1",17.45,6,0]
[null,"SHE231","SHELF, 1500x300",1,"A1",20.95,96,0]
[null,"SHE232","SHELF, 1500x400",1,"A1",36.57,38,0]
[null,"SHE233","SHELF, 1500x500",1,"A1",46.33,76,0]
[null,"SHE240","SHELF, 1800x200",1,"A1",20.94,2,0]
[null,"SHE241","SHELF, 1800x300",1,"A1",25.15,61,0]
[null,"SHE242","SHELF, 1800x400",1,"A1",43.88,14,0]
[null,"SHE243","SHELF, 1800x500",1,"A1",55.6,6,0]
[null,"SHE249","SHELF, 2000x300",1,"A1",27.94,1,0]
[null,"SHE251","SHELF, 2100x300",1,"A1",29.34,23,0]
[null,"SHE252","SHELF, 2100x400",1,"A1",51.2,8,0]
[null,"SHE261","SHELF, 2400x300",1,"A1",33.53,1,0]
[null,"SHE263","SHELF, 2400x500",1,"A1",74.13,18,0]
[null,"SHE457","SHELF, sloping, with lip, 900x400",1,"A1",67.5,6,0]
[null,"SHE462","SHELF, sloping, with lip, 1200x500",1,"A1",59,2,0]
[null,"SHE469","SHELF, sloping, with lip, 1800x400",1,"A1",76.900000000000006,14,0]
[null,"SHE472","SHELF, sloping, with lip, 2100x300",1,"A1",71,6,0]
[null,"SHE477","SHELF, sloping, with lip, 2400x400",1,"A1",86.85,6,0]
[null,"SHE482","SHELF, 2000x200",1,"A1",23.26,1,0]
[null,"SHE572","SHELF, 300x400",1,"A1",24.38,4,0]
[null,"SHE576","SHELF, 400x200",1,"A1",11.63,1,0]
[null,"SHE590","SHELF, 1000x300",1,"A1",13.97,294,0]
[null,"SHO002","SHOWER, non-slip floor with drainage outlet, 900x900",1,"A1",0,2,0]
[null,"SHO004","SHOWER, non-slip floor, with drainage outlet, 1000x1200",1,"A1",0,1,0]
[null,"SHO005","SHOWER, non-slip floor, with drainage outlet, 1200x1200",1,"A1",0,15,0]
[null,"SHO006","SHOWER, non-slip floor, with drainage outlet, 1800x1100",1,"A1",0,179,0]
[null,"SHO009","SHOWER TRAY ceramic non-slip base, with drainage outlet, 800x800,  HTM64G/C",1,"A1",0,16,0]
[null,"SIN011","SINK, London, 250x925x500",1,"A1",0,1,0]
[null,"SIN013","WASH HAND BASIN & BUCKET SINK UNIT, (Janitorial unit), stainless steel, hinged grid & tap, 880x500x570",1,"A1",1056,16,0]
[null,"SIN039","SINK UNIT, stainless steel, double sink, flat drainers, 250x2400x600",1,"A1",952.6,1,0]
[null,"SIN076","SINK, inset, ceramic, 250x500x400",1,"A1",0,18,0]
[null,"SIN079","SINK stainless steel, 450mm deep, on leg supports, 900x600x650",1,"A1",1050,1,0]
[null,"SIN081","SINK, inset, stainless steel, 250x500x400",1,"A1",300,1,0]
[null,"SIN095","SINK/BENCH UNIT, dissecting, ventilated stainless steel drain, lipped front, integral continuous back upstand, hose & water supply",1,"A1",750,2,0]
[null,"SIN115","KIEL SINK, stainless steel 425mm deep, undershelf 1250x550mm, 750x1350x800",1,"A1",775.2,1,0]
[null,"SNS702","SINK, stainless steel, no tap holes, no overflow, 600x600",1,"A1",733,2,0]
[null,"SNS706","SINK, stainless steel, no tap holes, no overflow, 600x650,  HTM64",1,"A1",745,15,0]
[null,"SNS750","SINK, stainless steel, 2 tap holes, no overflow, left hand drainer, 1200x600, HTM64",1,"A1",865,2,0]
[null,"SNS753","SINK, stainless steel, no tap holes, no overflow, right hand drainer, 1200x600,  HTM64",1,"A1",865,16,0]
[null,"SNS754","SINK, stainless steel, 2 tap holes, no overflow, left hand drainer, 1200x650, HTM64",1,"A1",865,5,0]
[null,"SNS755","SINK, stainless steel, 2 tap holes, no overflow, right hand drainer, 1200x650, HTM64",1,"A1",865,12,0]
[null,"SPH002","SPHYGMOMANOMETER, wall mounted- B1 -2",2,"B1",40,0,29]
[null,"SPI008","SPINE UNIT, laboratory bench",1,"A1",2800,2,0]
[null,"SPI010","SPINE UNIT, laboratory, 1000 length",1,"A1",600,246,0]
[null,"STA237","STAND, metal, for double ended grinder, 760x350x300",1,"A1",250,1,0]
[null,"STC001","SERVICE TRUNKING CLINICAL, medical gases, electrical power, nurse call & integral rail, 1800mm nominal",1,"A1",1150,159,0]
[null,"STC002","SERVICE TRUNKING CLINICAL, medical gases, electrical power, nurse call & integral rail, 2100mm nominal",1,"A1",1150,29,0]
[null,"STC003","SERVICE TRUNKING CLINICAL, medical gases, electrical power, nurse call & integral rail, 2400mm nominal",1,"A1",1150,95,0]
[null,"STD001","OPEN STORAGE, carcase unit, shelving & 1 vertical divider, 425x600x325, HTM62",1,"A1",63,16,0]
[null,"STD031","CUPBOARD, with up & over door, 425x600x325, HTM62",1,"A1",285,32,0]
[null,"STD175","SHELF, stainless steel, one piece, no joints, rounded internal angles, 130x600x375, HTM62",1,"A1",230,112,0]
[null,"STD177","SHELF, heavy duty, stainless steel, 600x500",1,"A1",250,48,0]
[null,"STD179","SHELF, heavy duty, stainless steel, 1230x500",1,"A1",320,48,0]
[null,"STF124","STORAGE UNIT, lower, cupboard, 2 door, 550x600x450",1,"A1",131,14,0]
[null,"STF125","STORAGE UNIT, lower, cupboard, 1 door, 1 shelf, 550x500x450, HTM63",1,"A1",100,38,0]
[null,"STF126","STORAGE UNIT, lower, cupboard, 1 door, 1 shelf, lockable, 550x500x450, HTM63",1,"A1",110,3,0]
[null,"STF127","STORAGE UNIT, lower, cupboard, 2 door, 1 shelf, 550x600x450, HTM63",1,"A1",110,50,0]
[null,"STF128","STORAGE UNIT, lower, cupboard, 2 door, 1  shelf, lockable, 550x600x450, HTM63",1,"A1",130,14,0]
[null,"STF129","STORAGE UNIT, lower, cupboard, 2 door, 2 shelves, 550x600x450",1,"A1",135,42,0]
[null,"STF149","STORAGE UNIT, lower, 2 drawer, 550x500x450, HTM63",1,"A1",97,1,0]
[null,"STF156","STORAGE UNIT, lower, 3 drawer, 350x600x450, HTM63",1,"A1",165,8,0]
[null,"STF158","STORAGE UNIT, lower, 3 drawer, 550x600x450, HTM63",1,"A1",180,24,0]
[null,"STF162","STORAGE UNIT, lower, 4 drawer, 550x600x450, HTM63",1,"A1",185,24,0]
[null,"STF181","STORAGE UNIT, lower, open shelf carcase, 2 shelves, 550x600x450, HTM63",1,"A1",72,8,0]
[null,"STF200","STORAGE UNIT, mid, shelf, 150x300x150, HTM63",1,"A1",32,393,0]
[null,"STF205","STORAGE UNIT, mid, writing shelf, hinged, 200x600x400,  HTM63",1,"A1",110,41,0]
[null,"STF206","STORAGE UNIT, mid, writing shelf, fixed, 200x600x400, HTM63",1,"A1",58,16,0]
[null,"STF211","STORAGE UNIT, mid, support panel, 150x600x20, HTM63",1,"A1",62,54,0]
[null,"STF213","STORAGE UNIT, mid, support panel, 150x1200x20, HTM63",1,"A1",75,18,0]
[null,"STF270","STORAGE UNIT, upper, cupboard, 1 door, 1 shelf, 550x500x300, HTM63",1,"A1",80,12,0]
[null,"STF274","STORAGE UNIT, upper, cupboard, 2 door, 1 shelf, 550x600x300, HTM63",1,"A1",95,33,0]
[null,"STF275","STORAGE UNIT, upper, cupboard, 2 door, 1 shelf, lockable, 550x600x300, HTM63",1,"A1",100,58,0]
[null,"STF280","STORAGE UNIT, upper, cupboard, 2 door, 1 shelf, 550x1000x300, HTM63",1,"A1",130,1,0]
[null,"STF286","STORAGE UNIT, upper, cupboard, medicine, 2 door, lockable, 550x600x300, HTM63",1,"A1",280,6,0]
[null,"STF290","STORAGE UNIT, upper, cupboard, controlled drugs, 1 door, lockable, with warning light, 550x600x300, HTM63",1,"A1",300,23,0]
[null,"STF292","STORAGE UNIT, upper, open pack dispenser, adjustable dividers, 550x600x300, HTM63",1,"A1",99.55,14,0]
[null,"TAB080","TABLE, post mortem, stainless steel, drain, 850x1950x900",1,"A2",14000,6,0]
[null,"TAB951","TABLE, post mortem, stainless steel, with ventilated cabinet, 2100H 610W 2057D",1,"A2",16000,1,0]
[null,"TEL003","TELEPHONE handset coin/card operated with connection, wall mounted",2,"A2",700,4,0]
[null,"TEL018","TELEPHONE HOOD, acoustic, wall mounted",2,"A1",320,4,0]
[null,"TRA019","TRACK, curtain , 1200mm",1,"A1",40,1,0]
[null,"TRA022","TRACK, curtain, L-shape, 1000x1200mm",1,"A1",175,1,0]
[null,"TRA024","TRACK, curtain, U-shape, 1000x900mm",1,"A1",220,1,0]
[null,"TRA041","TRAY wash/disinfect footwear",2,"A2",40,1,0]
[null,"TRA100","TRACK, curtain, 800mm",1,"A1",27,1,0]
[null,"TRA101","TRACK, curtain, 1000mm",1,"A1",35,2,0]
[null,"TRA104","TRACK, curtain, 2500mm",1,"A1",75,7,0]
[null,"TRA121","TRACK, curtain, L-shape, curved, 2900x2900mm",1,"A1",320,34,0]
[null,"TRA122","TRACK, curtain, U-shape, 2900x2900mm",1,"A1",350,34,0]
[null,"TRA125","TRACK, curtain, L-shape, 2300x2700mm",1,"A1",323.39999999999998,9,0]
[null,"TRA128","TRACK, curtain, L-shape, 2400x3600mm",1,"A1",0,2,0]
[null,"TRA131","TRACK, curtain, L-shape, 2700x2400mm",1,"A1",325.8,5,0]
[null,"TRA133","TRACK, curtain, L-shape, 2700x2100mm",1,"A1",300,7,0]
[null,"TRA135","TRACK, curtain, L-shape, 2700x2500mm",1,"A1",330,12,0]
[null,"TRA136","TRACK, curtain, U-shape, 2700x2100mm",1,"A1",415,3,0]
[null,"TRA140","TRACK, curtain, door, 1100x1000mm",1,"A1",120,48,0]
[null,"TRA141","TRACK, curtain, door, 1500mm doorset",1,"A1",95,27,0]
[null,"TRA142","TRACK, curtain, door, 1100x1200mm",1,"A1",150,1,0]
[null,"TRA204","TRACK, curtain, radiation protection, lead/upvc, 4600mm",1,"A1",680,6,0]
[null,"TRO601","TROUGH, scrub-up, hospital pattern, stainless steel, single, 100mm upstand, 950x800x450, HTM64",1,"A1",1900,2,0]
[null,"TRO602","TROUGH, scrub-up, hospital pattern, stainless steel, double, 100mm upstand, 950x1600x450, HTM64",1,"A1",2800,1,0]
[null,"WAS022","WASHING MACHINE, domestic, clothes, (5kg load), front loading, automatic, electric",2,"A2",269,1,0]
[null,"WAS051","WASH, eye, first aid, with mirror, wall mounted, 1000x350x350",2,"A2",236,1,0]
[null,"WAS065","DISHWASHER, under bench, high temperature",2,"A2",2744.5,11,0]
[null,"WAS070","DISHWASHER, domestic",2,"A2",299.99,3,0]
[null,"WAS100","WASTE, flush, grated, metal, 32mm, no plug, HTM64",1,"A1",0,507,0]
[null,"WAS101","WASTE, recessed, grated, metal, 32mm, with plug & chain, HTM64",1,"A1",0,304,0]
[null,"WAS102","WASTE, flush, grated, metal, 38mm, no plug, HTM64",1,"A1",0,58,0]
[null,"WAS103","WASTE, recessed, grated, metal, 38mm, with plug & chain, HTM64",1,"A1",0,84,0]
[null,"WAS105","WASTE DISPOSAL UNIT, sink waste",1,"A1",1615.5,2,0]
[null,"WAS107","TRAP, bottle, 32mm, HTM64",1,"A1",0,810,0]
[null,"WAS108","TRAP, bottle, 38mm, HTM64",1,"A1",0,99,0]
[null,"WAS110","BASIN, medium, hospital pattern, vitreous china, no tap holes, no overflow, concealed waste, 500x400, HTM64LBH/M",1,"A1",0,425,0]
[null,"WAS112","BASIN, medium, general pattern, vitreous china, 2 tap holes, no overflow, exposed waste, 500x400, HTM64LBG/M",1,"A1",0,107,0]
[null,"WAS113","BASIN, small, general pattern, vitreous china, 1 tap hole, no overflow, exposed waste, 400x300, HTM64LBG/S",1,"A1",0,14,0]
[null,"WAS115","BASIN, large, general pattern, vitreous china, no tap holes, no overflow, exposed waste, 600x500, HTM64LBG/L",1,"A1",0,1,0]
[null,"WAS116","BASIN, medium, general pattern, vitreous china, 1 tap hole, no overflow, exposed waste, 500x400, HTM64LBG/M",1,"A1",0,60,0]
[null,"WAS117","BASIN, large, general pattern, vitreous china, 2 tap holes, no overflow, exposed waste, 600x500, HTM64LBG/L",1,"A1",0,182,0]
[null,"WAS125","VANITY UNIT with washbasin & cupboard, 800x1300x550",1,"A1",900,5,0]
[null,"WAS901","WASHER, bed",1,"A2",80000,1,0]
[null,"WAT003","WATER BOILER, 2.5 litres, electric, wall mounted",1,"A2",350,22,0]
[null,"WAT005","WATER BOILER, 10 litres, electric, wall mounted",1,"A2",740,2,0]
[null,"WAT015","WATER BOILER, 8 litres, electric, wall mounted, 600x350x200",1,"A2",350,4,0]
[null,"WKT120","WORKTOP, cantilevered from wall, 600x550, HTM63",1,"A1",88.74,3,0]
[null,"WKT124","WORKTOP, cantilevered from wall, 1200x550, HTM63",1,"A1",177.49,3,0]
[null,"WKT128","WORKTOP, cantilevered from wall, 1800x550, HTM63",1,"A1",266.23,6,0]
[null,"WKT133","WORKTOP, cantilevered from wall, 2500x550m, HTM63",1,"A1",369.77,4,0]
[null,"WKT140","WORKTOP, cantilevered from wall, 600x650, HTM63",1,"A1",126.73,3,0]
[null,"WKT142","WORKTOP, cantilevered from wall, 900x650, HTM63",1,"A1",190.1,19,0]
[null,"WKT144","WORKTOP, cantilevered from wall, 1200x650, HTM63",1,"A1",253.47,55,0]
[null,"WKT146","WORKTOP, cantilevered from wall, 1500x650, HTM63",1,"A1",316.83999999999997,7,0]
[null,"WKT148","WORKTOP, cantilevered from wall, 1800x650, HTM63",1,"A1",380.21,5,0]
[null,"WKT149","WORKTOP, cantilevered from wall, 2000x650, HTM63",1,"A1",422.46,2,0]
[null,"WKT150","WORKTOP, cantilevered from wall, 2100x650, HTM63",1,"A1",443.58,4,0]
[null,"WKT152","WORKTOP, cantilevered from wall, 2400x650, HTM63",1,"A1",506.95,20,0]
[null,"WKT304","WORKTOP, dished, stainless steel, with sink bowl right hand, cantilevered from wall, 1500x650, HTM63",1,"A1",1225,1,0]
[null,"WKT309","WORKTOP, dished, stainless steel, with sink bowl left of centre, cantilevered from wall, 2100x650, HTM63",1,"A1",1450,3,0]
[null,"WKT314","WORKTOP, dished, stainless steel, with sink bowl left of centre, cantilevered from wall 2600x650, HTM63",1,"A1",1630,1,0]
[null,"WKT406","WORKTOP, plain, stainless steel, cantilevered from wall, 1200x550, HTM63",1,"A1",805,21,0]
[null,"WKT416","WORKTOP, plain, stainless steel, cantilevered from wall, 2000x550, HTM63",1,"A1",1039,2,0]
[null,"WKT447","WORKTOP, plain, stainless steel, 2 sink bowls, 1 drainer, cantilevered from wall, 2000x550, HTM63",1,"A1",1780,2,0]
[null,"WKT449","WORKTOP, plain, stainless steel, 2 sink bowls, 1 drainer, cantilevered from wall, 2100x550, HTM63",1,"A1",1780,12,0]
[null,"WKT451","WORKTOP, plain, stainless steel, 2 centre sink bowls, 2 drainers, cantilevered from wall, 2400x550, HTM63",1,"A1",1950,1,0]
[null,"WKT470","WORKTOP, plain, stainless steel, cantilevered from wall, 600x650, HTM63",1,"A1",743,2,0]
[null,"WKT476","WORKTOP, plain, stainless steel, cantilevered from wall, 1200x650, HTM63",1,"A1",802,7,0]
[null,"WKT488","WORKTOP, plain, stainless steel, cantilevered from wall, 2400x650, HTM63",1,"A1",1195,2,0]
[null,"WKT512","WORKTOP, plain, stainless steel, right of centre sink bowl & drainer, cantilevered from wall, 3000x650, HTM63",1,"A1",2750,2,0]
[null,"WKT520","WORKTOP, plain, stainless steel, 2 sink bowls, 2 drainers, cantilevered from wall, 2400x650, HTM63",1,"A1",3000,2,0]
[null,"WOR005","WORKBENCH, heavy duty, floor mounted, 700x600x600",1,"A1",219,1,0]
[null,"WOR022","WORKBENCH, laboratory, 720x1000x750",1,"A1",485,47,0]
[null,"WOR032","WORKBENCH, laboratory, 2000x700m",1,"A1",500,1,0]
[null,"WOR036","WORKBENCH, laboratory, 920x1000x750",1,"A1",740,181,0]
[null,"WOR038","WORKBENCH, stainless steel, with sink 900x600x300, & shelf 1500x300, o/a 900x1800x700",1,"A1",4000,1,0]
[null,"WOR043","WORKBENCH, laboratory, 1000mm unit length, with cut-out for inset sink, 1000x750",1,"A1",470,18,0]
[null,"WOR044","WORKBENCH, laboratory, with cut-out for sink, 1500x750",1,"A1",585,1,0]
[null,"WOR073","WORKTOP, 1500x900",1,"A1",912.57,6,0]
[null,"WOR078","WORKTOP, 3000x900",1,"A1",1825.1,7,0]
[null,"WOR092","WORKTOP, linoleum faced, 1600x550",1,"A1",205,4,0]
[null,"WOR115","WORKTOP, 1200x600",1,"A1",195.32,2,0]
[null,"WOR119","WORKTOP, 1500x600",1,"A1",244.15,3,0]
[null,"WOR130","WORKTOP, 2500x600",1,"A1",406.92,2,0]
[null,"WOR342","WORKTOP, 1800x800",1,"A1",501.9,1,0]
[null,"WOR348","WORKTOP, 2400x800",1,"A1",669.2,1,0]
[null,"WOR349","WORKTOP, 3300x800",1,"A1",920.14,2,0]
[null,"WOR355","WORKTOP, covered upstand & front lipping, 1 piece laminate faced, metal tube supports, 900x2200x650",1,"A1",700,1,0]
[null,"WOR383","WORKTOP, stainless steel, drawer & shelf under, freestanding, 900x1800x700",1,"A1",750,2,0]
[null,"WOR690","ORTHOPTIST WORKSTATION, comprising: 2x worktops angled end 700x900x600& 700x1650x400; 3x open shelves on plinth 500x500; 1x 3 drawer unit lockable on plinth 600x500x500; 1x top mounted storage unit open shelves 200x200x1900; screen/blackboard 1100x2440",2,"B1"]
[null,"WOR753","WORKTOP, 1200x700",1,"A1",278.85000000000002,1,0]
[null,"WOR756","WORKTOP, 1500x700",1,"A1",348.55,1,0]
[null,"WST001","WASTE, recessed grated metal, 38mm with standpipe, overflow",1,"A1",0,20,0]
[null,"XRA005","X-RAY UNIT DENTAL PANORAMIC (OPG), adjustable height, floor mounted, 2300x2030x1200 nominal",2,"B2",130000,0,1]
[null,"XRA010","X-RAY CS, ceiling suspensions, with telescopic tube of column & rotating/tilting arm",2,"B1",165000,1,0]
[null,"XRA011","X-RAY CS CONTROL DESK UNIT, freestanding, (part of XRA010)",2,"B1",0,1,0]
[null,"XRA012","X-RAY CS STAND for control unit, (part of XRA010)",2,"B1",0,1,0]
[null,"XRA013","X-RAY CS GENERATOR CABINET, (part of XRA010)",2,"B1",0,1,0]
[null,"XRA015","X-RAY CS RAIL, ceiling suspensions, 6280mm, (part of XRA010)",2,"B1",0,2,0]
[null,"XRA018","X-RAY CS RAIL, ceiling suspensions, 2455mm (3655 w/optional extenstion rail)",2,"B1",4000,1,0]
[null,"XRA030","X-RAY CHEST stand, adult",2,"B1",7850,1,0]
[null,"XRA036","X-RAY SCULL , ceiling mounted",2,"B1",60000,1,0]
[null,"XRA037","X-RAY GENERATOR CABINET, (part of XRA036)",2,"B1",1E-3,1,0]
[null,"XRA950","X-RAY UNIT, COMPLETE, with ceiling tube",2,"B1",250000,3,0]

{"sheet":"BB","index":2,"n_rows":471,"n_cols":6,"rows_kept":471,"cut":false,"hidden":false,"merged":[]}
[null,"TableBB"]
[null,"Code","Desc_BB","Qty_BB","Cat_BB","Cost_BB"]
[null,"AB0040","TRACK & BLIND IN SEALED GUISE LOCKAB",2,"A1",300]
[null,"AD0067","DOOR INDICATOR OCCUPIED/FREE",114,"A1",25]
[null,"AD0093","DOOR SECURITY SYSTEM  TO BE PROVIDED",1,"A1","Incl in M&E"]
[null,"AD0094","SIGN ROOM VACANT/ENGAGED SLIDING",5,"A1",25]
[null,"AD0095","DOOR WC W/VACANT/ENGAGED SIGN",6,"A1",25]
[null,"AF0010","FLOOR CARPET (SEE SPECIFICATION)",1,"A1",25]
[null,"AJ0034","WORKTOP 600X2000MM L",1,"A1",233.85]
[null,"AJ0074","WORKTOP P/F LAMINATE TO SUIT",10,"A1",233.85]
[null,"AJ0138","CUPBOARD FULL HEIGHT 4 SHELVES 600W",2,"A1",294.55]
[null,"AJ0182","TABLE ART FOLD DOWN",1,"A1",88.2]
[null,"AJ0187","BASE UNIT UNDER SINK SINGLE DOOR",1,"A1",139.41]
[null,"AJ0264","CUPBOARD POISON",3,"A1",405.79]
[null,"AJ0270","BOARD NOTICE 900 X 1200MM",16,"A1",42.45]
[null,"AJ0285","HATCH WITH SHUTTER SECURITY",1,"A1",5000]
[null,"AJ0488","HATCH WITH SHELF ON BOTH SIDES",10,"A1",1000]
[null,"AJ0489","CUPBOARD L/L LOCKABLE CANTILEVER",1,"A1",246.32]
[null,"AJ0490","CUPBOARD L/L 1200 LOCK CANTILEVER",1,"A1",251.76]
[null,"AJ0526","SHELF 450MMX4000MM L",1,"A1",100]
[null,"AJ0585","WORKTOP INFILL PANEL 1410X600MM D",1,"A1",250]
[null,"AJ0654","WORKTOP P/F LAM 800D x 4500L MM",1,"A1",900]
[null,"ALA904","ALARM/MONITORING SYSTEM FRIDGES",1,"A1","Incl in M&E"]
[null,"ALA905","ALARM INTRUDER",3,"A1","Incl in M&E"]
[null,"AO0012","DISPENSER SOAP HAND",3,"B2"]
[null,"AO0024","HOOK COAT W/M  SINGLE",332,"A1",4.5999999999999996]
[null,"AO0073","HOOK COAT SINGLE ANTI-LIGATURE",34,"A1",25.78]
[null,"AO0082","POLE FLOOR/CEILING FOR EQUIPMENT",10,"A1",350]
[null,"AO0127","SECURITY CABLE & PADLOCK",4,"A1",100]
[null,"AO0146","RAIL STORAGE FOLDED BUGGIES",2,"A1",250]
[null,"AO0156","HOOK SINGLE HEAVY DUTY",10,"A1",4.5999999999999996]
[null,"AO0166","MIRROR ACRYLIC 300W X 600H MM",460,"A1",23.64]
[null,"AO0167","MIRROR ACRYLIC 400W X 1500H MM",87,"A1",55.87]
[null,"AO0168","MIRROR ACRYLIC 300W X 1000H MM",10,"A1",29.74]
[null,"AR0076","RAIL HEAVY DUTY 1 METRE W/FITTINGS",36,"A1",75]
[null,"AR0077","RAIL HEAVY DUTY 2 METRES W/FITTINGS",279,"A1",150]
[null,"AS0040","SHELF 300MMX4000MM L",2,"A1",42.67]
[null,"AS0111","SHELF W/STORAGE 150X300MM L",10,"A1",42.51]
[null,"AUD963","INDUCTION LOOP AMPLIFIER",29,"A1","Incl in M&E"]
[null,"AW0024","WINDOW INTERNAL ONE WAY",2,"A1",1000]
[null,"AW0027","GLAZED VIEWING PANEL TO SUIT",1,"A1",1000]
[null,"AW0028","INTERNAL OBS WINDOW LEAD GLAZED",1,"A1",2000]
[null,"AW0036","TRACK BLIND W/BLACKOUT BLIND TO SUIT",2,"A1",500]
[null,"BA0005","CLOCK RADIO CONTROLLED WALL MOUNTED",5,"A1",86.11]
[null,"BAC001","RAIL SAFETY BACKREST 35MM DIAM",94,"A1",71.67]
[null,"BAS014","BASIN HAND WASH S/S W/WRIST TAPS",4,"A1","Incl in M&E"]
[null,"BAT016","BATH ASSEMBLY",180,"A1","Incl in M&E"]
[null,"BED020","BED, fold down",218,null,2243]
[null,"BED966","BED SINGLE FOLD UP WITH MATTRESS",62,null,2243]
[null,"BOA027","BOARD DRY WIPE 900X600MM  MAGNETIC(C",712,"A1",250]
[null,"BOA035","BOARD DRY WIPE 900 x 600 MM",531,"A1",29.22]
[null,"BOA039","BOARD DRY WIPE 1200 X 900 MM",52,"A1",45]
[null,"BOA901","BOARD GLASS DRY WIPE MAGNETIC SMALL",1,"A1",250]
[null,"BOA903","BOARD NOTICE ELECTRONIC103.5X64X15CM",1,"A1",500]
[null,"BOD017A","BODY STORAGE REFRIGERATOR 4 TIER",2,null,61700]
[null,"BOT001","EYEWASH STATION",2,"A1","Incl in M&E"]
[null,"BRA914","BRACKET/ SECURITY TV & DVD",15,"A1",49.99]
[null,"BW0010","HOLDER BINSAC WALL MOUNTED",1,"A1",31.7]
[null,"BY0037","RACK W/M FOR DRYING PAINTINGS",1,"A1",70.44]
[null,"BY0038","EASEL WALL MOUNTED W/SHELF CHILD HT",1,"A1",77.900000000000006]
[null,"CA0028","AUTOCLAVE BED AND MATTRESS 95 CU FT",1,null,73943.789999999994]
[null,"CA0036","GENERATOR STEAM \n(Included in CA0028)",2,null,0]
[null,"CAB045","CABINET URINE TESTING",33,"A1",69.34]
[null,"CAB046","CUPBOARD CONTROLLED DRUG",33,null,{"$f":"612.79*1.05","v":643.42949999999996}]
[null,"CAB072","CABINET MICROBIOLOGICAL SAFETY CL 1",4,null,5897]
[null,"CAB074","CABINET MICROBIOLOGICAL SAFETY CL 2",1,null,4700]
[null,"CAB123","CABINET LAMINAR FLOW",1,null,4743]
[null,"CAB154","CUPBOARD DRUG DOUBLE DOOR W/M",70,"A1",460.95]
[null,"CAB157","CABINET ENT UPPER",1,"A1",1173]
[null,"CAB170","CABINET FUME AUTOMATIC",3,null,3200]
[null,"CAG900","CAGE RF PROTECTION MRI",3,"A1",90000]
[null,"CAL002","NURSE CALL BUTTON W/REASSURANCE LAMP",18,"A1","Incl in M&E"]
[null,"CAL003","PATIENT/STAFF CALL PEAR PUSH TYPE",63,"A1","Incl in M&E"]
[null,"CAL005","NURSE CALL PULL CORD",553,"A1","Incl in M&E"]
[null,"CAL007","NURSE CALL EMERGENCY W/RESET",493,"A1","Incl in M&E"]
[null,"CAL007","STAFF/STAFF CALL BUTTON/ LAMP/RESET",36,"A1","Incl in M&E"]
[null,"CAL012","RESET UNIT NURSE CALL",11,"A1","Incl in M&E"]
[null,"CAL015","LAMP NURSE CALL REPEAT UNIT",89,"A1","Incl in M&E"]
[null,"CAL020","LAMP EMERGENCY CALL (REPEAT) W/M",4,"A1","Incl in M&E"]
[null,"CAL021","LAMP CALL REPEAT OVER DOOR EXT",2,"A1","Incl in M&E"]
[null,"CAL022","LAMP NURSE CALL REPEAT CEILING MTD",5,"A1","Incl in M&E"]
[null,"CAL029","LAMP PATIENT REASSURANCE W/M",286,"A1","Incl in M&E"]
[null,"CAL901","EMERGENCY ALERT CRASH CALL",2,"A1","Incl in M&E"]
[null,"CAL902","PUSH BUTTON ST EME CALL/RESET/LAMP",11,"A1","Incl in M&E"]
[null,"CAL903","STAFF EMERGENCY CALL WALL MOUNTED",11,"A1","Incl in M&E"]
[null,"CAL911","LAMP NURSE CALL REPEAT OVER DOOR EXT",516,"A1","Incl in M&E"]
[null,"CAN010","CANOPY Ultra Clean Ventilation, skirtless, 3200W 3200D",3,null,33000]
[null,"CLO001","CLOCK BATTERY W/MTD/SECOND HAND",289,"A1",19.96]
[null,"CLO001","CLOCK BATTERY W/SECOND HAND",2,"A1",20]
[null,"CLO002","CLOCK ELAPSED TIME MAINS OPERATED",4,"A1","Incl in M&E"]
[null,"COM902","INTERCOM SYSTEM",13,"A1","Incl in M&E"]
[null,"COM944","UPS FOR HUB ROOM",60,"A1","Incl in M&E"]
[null,"CON101","DRAIN TO SUIT",202,"A1","Incl in M&E"]
[null,"COU986","COUNTER RECEPTION AS DETAILED",18,"A1"]
[null,"CRD023","ANGIOGRAPHY MACHINE, biplane, C-arm multi-angular two isocentric X-ray system",2,"B1"]
[null,"CUB900","CUBICLE TOILET COMPLETE",28,"A1",385]
[null,"CUP016","CUPBOARD H/L 1 SHELF/LOCKABLE",116,"A1",322.19]
[null,"CUP020","CUPBOARD L/L 1200MM/1 SHELF/2 DOORS",320,"A1",242.63]
[null,"CUP027","CUPBOARD L/L 1 SHELF SINGLE DOOR",16,"A1",142.84]
[null,"CUP245","CUPBOARD HIGH LEVEL 600MM LOCKABLE",3,"A1",115.32]
[null,"CUP263","CUPBOARD H/L1200MM/1 SHELF/2 DOORS",280,"A1",180.77]
[null,"CUP381","CUPBOARD L/L 2 DRAWERS/1 SHELF LOCK",2,"A1",165.86]
[null,"CUP495","CUPBOARD endoscope, security, 2060H 840W 210D",3,null,8795]
[null,"CUP902","CUPBOARD L/L 1 SHELF LOCk 70hx60wx60",60,"A1",147.4]
[null,"CUP904","CASEWORK TO ARCHITECT SPEC",8,"A1",1000]
[null,"CUP908","CUPBOARD L/L 2 DOOR/1 SHELF LOCKABLE",71,"A1",246.32]
[null,"DES908","DESKTOP TO SUIT",1,"A1",233.85]
[null,"DIA015","PLANT WATER TREATMENT FOR DIALYSIS",1,"A1","Incl in M&E"]
[null,"DIS004","DISPENSER DISPOSABLE BEDPANS",30,"B2"]
[null,"DIS007","DISPENSER PAPER ROLL",20,"B2"]
[null,"DIS008","DISPENSER DISPOSABLE NAIL BRUSH",32,"B2"]
[null,"DIS011","DISPENSER GEL/CREAM MULTIUSE W/MNT",119,"B2"]
[null,"DIS013","DISPENSER PAPER TOWEL",3,"B2"]
[null,"DIS013","DISPENSER PAPER TOWELS",1,"B2"]
[null,"DIS013","DISPENSER PAPER TOWELS",963,"B2"]
[null,"DIS014","DISPENSER PAPER ROLL 250MM WIDE",1,"B2"]
[null,"DIS024","DISPENSER SOAP HAND OPERATED",1,"B2"]
[null,"DIS024","DISPENSER SOAP HAND OPERATED",913,"B2"]
[null,"DIS030","DISPENSER SOAP ELBOW OPERATED",192,"B2"]
[null,"DIS200","DISH SOAP RECESSED",214,"A1","Incl in M&E"]
[null,"DIS435","DISPENSER GLOVE 3",5,"B2"]
[null,"DIS436","DISPENSER DISPOSABLE APRON",1,"B2"]
[null,"DIS904","DISPENSER ALCOHOL HAND DISINFECTANT",798,"B2"]
[null,"DIS905","DISPENSER DISPOSABLE BOWLS OR JUGS",52,"B2"]
[null,"DIS906","DISPENSER DISPOSABLE URINALS",30,"B2"]
[null,"DIS935","DISPENSER GLOVE & APRON COMBINED",460,"B2"]
[null,"DRA900","DRAIN GULLEY TO SUIT",29,"A1","Incl in M&E"]
[null,"DRY901","DRYER HAIR W/M WITH FLEXIBLE HOSE",40,"A1","Incl in M&E"]
[null,"DSU001","DISPOSAL UNIT (macerator), disposable bedpan, bedpan liners/urine bottles, 980H 525W 650D",33,null,2745]
[null,"DSU007","SINK/SLOP HOPPER S/S 1600x600mm W/DR",34,"A1","Incl in M&E"]
[null,"EC0019","OUTLET COMPUTER RJ45 4 WAY",2,"A1","Incl in M&E"]
[null,"EC0030","CCTV RJ45 - VIDEO",1,"A1","Incl in M&E"]
[null,"EC0099","OUTLET VOICE/DATA 2 WAY PENDANT MTD",20,"A1","Incl in M&E"]
[null,"EL0028","LIGHT FITTING CEILING MOUNTED",0,"A1","Incl in M&E"]
[null,"EL0029","LIGHT FITTING WALL MOUNTED",0,"A1","Incl in M&E"]
[null,"EL0032","LIGHT FITTING W/ MOUNTED UP LIGHTER",0,"A1","Incl in M&E"]
[null,"EL0033","SWITCH LIGHT",323,"A1","Incl in M&E"]
[null,"EL0061","RED LIGHT FOR DARK ROOM",1,"A1","Incl in M&E"]
[null,"EL0068","SWITCH LIGHT DIMMING 2 WAY",1,"A1","Incl in M&E"]
[null,"EL0070","SWITCH OPERATING LIGHT",2,"A1","Incl in M&E"]
[null,"EME900","BUTTON EMERGENCY STOP",5,"A1","Incl in M&E"]
[null,"EN0019","STAFF/STAFF CALL W/LAMP INDICATOR",12,"A1","Incl in M&E"]
[null,"EN0035","LAMP PT CALL INDICATOR CEILING MTD",6,"A1","Incl in M&E"]
[null,"EN0043","PATIENT/NURSE CALL PUSH WALL MTD",1,"A1","Incl in M&E"]
[null,"EN0053","PATIENT/STAFF/CALL/CORD/LAMP/RESET",1,"A1","Incl in M&E"]
[null,"EO0004","HOIST PATIENT CEILING MTD 24V",28,null,2075]
[null,"EO0006","POWER TO SUIT",4,"A1","Incl in M&E"]
[null,"EP0009","PANEL THEATRE CONTROL TYPE 2",5,null,4596]
[null,"ES0005","SPUR OUTLET 13AMP LOW UNSWITCHED",96,"A1","Incl in M&E"]
[null,"ES0031","SOCKET DBL 13 AMP/COVER FLOOR MTD",3,"A1","Incl in M&E"]
[null,"ES0044","CONNECTION FOR PENDANT",35,"A1","Incl in M&E"]
[null,"ES0062","SOCKET DBL 13 AMP CEILING MTD",8,"A1","Incl in M&E"]
[null,"ES0086","CONNECTION UNIT, SWITCHED,13AMP FLEX",2,"A1","Incl in M&E"]
[null,"ES0098","SPUR OUTLET 13AMP CEIL/MTD UNSWITCHE",8,"A1","Incl in M&E"]
[null,"ES0102","SPUR OUTLET 13AMP WATERPROOF",8,"A1","Incl in M&E"]
[null,"ES0111","SOCKET DBL 13 AMP PENDANT MTD",40,"A1","Incl in M&E"]
[null,"ES0114","SOCKET SNGL 13AMP CEIL MTD",4,"A1","Incl in M&E"]
[null,"ES0121","SOCKET SGL CLEANERS WATERPROOF",3,"A1","Incl in M&E"]
[null,"ES0126","SOCKET DBL 16AMP RADIAL CIRCUIT MID",5,"A1","Incl in M&E"]
[null,"EV0013","CCTV MONITOR & RECORDER",2,"A1","Incl in M&E"]
[null,"EV0045","DOOR OPENED ALARM",2,"A1","Incl in M&E"]
[null,"EXT035","BLANKET FIRE IN CONTAINER",15,"A1",125]
[null,"FM0009","HEAT THERMAL PATIENT CEILING",8,"A1","Incl in M&E"]
[null,"FME904","FLOWMETER AIR DIRECT",62,"A1","Incl in M&E"]
[null,"FY0010","CUPBOARD DRUG DOUBLE DOOR W/M",70,null,{"$f":"439*1.05","v":460.95000000000005}]
[null,"FY0010","CUPBOARD DRUG W/CD LGE 1000wd",2,null,{"$f":"671.5*1.05","v":705.07500000000005}]
[null,"GBP","DISPENSER PAPER ROLL 500MM WIDE",36,"B2"]
[null,"GE0025","EYE WASH/DRENCH HOSE UNIT W/M",2,"A1","Incl in M&E"]
[null,"GT0088","PANEL MIRROR ACRYLIC 80X150 CMS",2,"A1",198]
[null,"GY0010","DISPENSER HANDWASH CARTRIDGE",8,"B2"]
[null,"HOO019","HOOKS SMALL FOR EQUIPMENT",5,"A1",4.3099999999999996]
[null,"HOO020","HOOK SINGLE HEAVY DUTY FOR SLINGS",93,"A1",56.14]
[null,"HOO022","HOOK COAT DOUBLE W/M",1282,"A1",4.87]
[null,"IMG025","IMAGE INTENSIFIER & X-RAY TUBE FLUOROSCOPY, U-arm, integrated table, tilted by 90 degree, floor mounted, (intensifier above table, x-ray tube below)",1,"B1"]
[null,"IMG061","IMAGER, COMPUTER TOMOGRAPHY, (CT) ",1,"B1"]
[null,"IMG081A","IMAGER, MAGNETIC RESONANCE IMAGING (MRI), closed bore ",2,"B1"]
[null,"IMG900","IMAGER GAMMA CAMERA, digital, single detector, with monitor",1,"B1"]
[null,"IMG981","IMAGER, MAGNETIC RESONANCE IMAGING (MRI), closed bore, intraoperative",1,"B1"]
[null,"ITU003","PENDANT DOUBLE CEILING MTD ICU/HDU",44,null,12821.3]
[null,"ITU933","PENDANT A&E RESUS BAYS",4,null,8400]
[null,"KW0023","BOILER WATER  (SIZE TBA)",4,"A1","Incl in M&E"]
[null,"KY0087","WASTE DISPOSAL UNIT INSET",1,"A1","Incl in M&E"]
[null,"KY0100","SINK 2 LRG BOWLS/TAPS CENTRE 300X70",4,"A1","Incl in M&E"]
[null,"KY0147","SINK MOBILE",1,"A1","Incl in M&E"]
[null,"KY0155","HOOD EXTRACT 2.6 X 2.5",4,"A1","Incl in M&E"]
[null,"KY0163","WASTE DISPOSAL UNIT TROUGH TYPE",1,"A1","Incl in M&E"]
[null,"KY0175","CUPBOARD S/S U/BENCH 80 X 70 X70",44,"A1",822.65]
[null,"KY0192","BASIN HAND WASH S/S W/LEVER TAPS",1,"A1","Incl in M&E"]
[null,"KY0211","CANOPY GREASE EXTRACT ISLAND TYPE",1,"A1","Incl in M&E"]
[null,"KY0233","CANOPY EXTRACTION GREASE",1,"A1","Incl in M&E"]
[null,"KY0312","CUPBOARD W/M S/S DBL LOCKABLE",1,"A1",565.70000000000005]
[null,"KY0317","WORKTOP S/S INSET HWB/BIN/U'SHELF/UP",1,"A1",3500]
[null,"KY0318","WORKTOP S/S UPSTAND/UNDER SHELF",1,"A1",3500]
[null,"KY0319","WORKTOP S/S OPEN BASE SPREADER TOP",1,"A1",3500]
[null,"KY0320","WORKTOP S/S UPSTAND/UNDER/OVER SHELF",1,"A1",3500]
[null,"KY0321","WORKTOP S/S INSET HWB/SINK/U SHELF",1,"A1","Incl in M&E"]
[null,"KY0322","WORKTOP L SHAPED S/S/UPSTAND/U SHELF",1,"A1",3500]
[null,"KY0374","WORKTOP S/S UPSTAND",1,"A1",3500]
[null,"LAB109","AUTOCLAVE, 425 litres, multi-functional",2,null,28619]
[null,"LAB113","WASHER LABORATORY GLASSWARE",1,null,7574]
[null,"LC0094","ANALYSER CHEMISTRY AUTO 2400 TEST/HR",1,"B2"]
[null,"LC0095","ANALYSER CHEMISTRY AUTO 1650 TEST/HR",1,"B2"]
[null,"LC0096","ANALYSER IMMUNOASSAY AUTO",1,"B2"]
[null,"LI0030","VENTILATED SPECIMEN STORE 1BAY",1,null,8000]
[null,"LIG003","LAMP ADJ ARM 100WATT WALL/RAIL/TRUNK",1,null,150]
[null,"LIG053","LAMP EXAMINATION ADJ CEILING MTD",88,null,556]
[null,"LIG071","SIGN WARNING \"X-RAY IN USE\"",34,"A1","Incl in M&E"]
[null,"LIG072","SIGN WARNING \"LASER IN USE\"",33,"A1","Incl in M&E"]
[null,"LIG073","SIGN WARNING \"ROOM IN USE\"",29,"A1","Incl in M&E"]
[null,"LIG096","LIGHT SPOT DIMMABLE",26,"A1","Incl in M&E"]
[null,"LIG135","LAMP CD CUPBOARD OPEN REPEAT EXT",69,"A1","Incl in M&E"]
[null,"LIG138","LAMP CD CUPBOARD OPEN REPEAT",2,"A1","Incl in M&E"]
[null,"LIG508","LAMP EXAMINATION ADJ W/M",24,null,396]
[null,"LIG901","SIGN WARNING \"MRI IN USE\"",3,"A1","Incl in M&E"]
[null,"LIG906","LAMP OP MAIN+SAT FF CAMERA + 3RD ARM",1,null,17644]
[null,"LOU900","OUTLET COMPUTER FLOOR MTD",50,"A1","Incl in M&E"]
[null,"LY0035","SINK SINGLE",1,"A1","Incl in M&E"]
[null,"LY0050","WORKTOP STAINING VENT W/SINK",1,null,7344]
[null,"LY0051","WORKTOP MOUNTING VENTILATED",1,null,7344]
[null,"MEA001","HEIGHT MEASURE WALL MOUNTED",3,"A1",89]
[null,"MIR008","HOOKS MEDIUM FOR EQUIPMENT",10,"A1",42.67]
[null,"MIR930","MIRROR SECURITY CIRCULAR",3,"A1",250]
[null,"MON920","TEMPERATURE MONITORING REQUIRED",4,"A1","Incl in M&E"]
[null,"NCU001","NAPPY CHANGER W/M HORIZONTAL",31,"A1",235.77]
[null,"OH0008","48 PORT PATCH PANELS",64,"A1","Incl in M&E"]
[null,"OH0014","IT CABINET",24,"A1","Incl in M&E"]
[null,"OH0015","CABINET 47U 800 x 1000 COMMS SERVER",56,"A1","Incl in M&E"]
[null,"ON0016","BOARD DRY WHITE/MAGNETIC 1200x2400mm",2,"A1",125]
[null,"ON0017","BOARD DRY WIPE 500 X 400 MM",5,"A1",25]
[null,"ON0077","BOARD INTERACTIVE 94\" ACTIVE SCREEN",8,"A1",2500]
[null,"ON0078","BOARD DRYWIPE/MAGNETIC 1200X900MM",10,"A1",100]
[null,"OUT002","SPUR OUTLET 13 AMP LOW SWITCHED",9,"A1","Incl in M&E"]
[null,"OUT004","SPUR OUTLET 13AMP HIGH UNSWITCHED",280,"A1","Incl in M&E"]
[null,"OUT005","SOCKET SGL LOW LEV SW'D CLEANERS",793,"A1","Incl in M&E"]
[null,"OUT005M","SOCKET SINGLE 13 AMP MID LEV. SWITCH",7,"A1","Incl in M&E"]
[null,"OUT006H","SOCKET SINGLE 13 AMP HIGH UNSWITCHED",28,"A1","Incl in M&E"]
[null,"OUT006M","SOCKET SINGLE 13AMP MID LEVEL UNSWIT",13,"A1","Incl in M&E"]
[null,"OUT010H","SOCKET DBL 13AMP HIGH LEV. SWITCHED",49,"A1","Incl in M&E"]
[null,"OUT010L","SOCKET DBL 13AMP LOW LEV. SWITCHED",429,"A1","Incl in M&E"]
[null,"OUT010M","SOCKET DBL 13AMP MID LEVEL SWITCHED",3305,"A1","Incl in M&E"]
[null,"OUT032","SOCKET DBL 13AMP  WATERPROOF",7,"A1","Incl in M&E"]
[null,"OUT032","SOCKET DBL MID WATERPROOF",27,"A1","Incl in M&E"]
[null,"OUT046","SPUR OUTLET 13 AMP MID SWITCHED",87,"A1","Incl in M&E"]
[null,"OUT049","SPUR OUTLET 13 AMP HIGH SWITCHED",26,"A1","Incl in M&E"]
[null,"OUT050","SPUR OUTLET 13AMP MID UNSWITCHED",132,"A1","Incl in M&E"]
[null,"OUT05H","SOCKET SINGLE 13AMP HIGH LEV. SWITCH",17,"A1","Incl in M&E"]
[null,"OUT05L","SOCKET SINGLE 13AMP LOW LEV. SWITCH",25,"A1","Incl in M&E"]
[null,"OUT061","ISOLATOR 15 AMP SP & N",6,"A1","Incl in M&E"]
[null,"OUT063","ISOLATOR 30 AMP T. P.& N",66,"A1","Incl in M&E"]
[null,"OUT121","OUTLET COMPUTER RJ45 2 WAY",63,"A1","Incl in M&E"]
[null,"OUT206","OUTLET TV AERIAL FLUSH MOUNTED",81,"A1","Incl in M&E"]
[null,"OUT207","CCTV  RJ45",37,"A1","Incl in M&E"]
[null,"OUT301","INLET COLD WATER FOR EQUIPMENT",3,"A1","Incl in M&E"]
[null,"OUT452","MEDICAL GAS OUTLET AIR 4 BAR",56,"A1","Incl in M&E"]
[null,"OUT460","MEDICAL GAS OUTLET ENTONOX",2,"A1","Incl in M&E"]
[null,"OUT460","MEDICAL GAS OUTLET N2O",23,"A1","Incl in M&E"]
[null,"OUT471","MEDICAL GAS OUTLET O2",187,"A1","Incl in M&E"]
[null,"OUT476","MEDICAL VACUUM OUTLET",186,"A1","Incl in M&E"]
[null,"OUT481","MEDICAL GAS SCAVENGING OUTLET",23,"A1","Incl in M&E"]
[null,"OUT900","CONNECTION FOR EXAM LIGHT",65,"A1","Incl in M&E"]
[null,"OUT902","CCTV RJ45 TEACHING/TELECONFERENCING",1,"A1","Incl in M&E"]
[null,"OUT903","INLET WATER TO SUIT",197,"A1","Incl in M&E"]
[null,"OUT909","SOCKET SGL L/L SWITCH MID LEVEL",6,"A1","Incl in M&E"]
[null,"OUT914","MEDICAL GAS OUTLET O2 NON FEROUS",3,"A1","Incl in M&E"]
[null,"OUT916","MEDICAL GAS OUTLET N2O NON FEROUS",3,"A1","Incl in M&E"]
[null,"OUT917","MEDICAL VACUUM OUTLET NON FEROUS",3,"A1","Incl in M&E"]
[null,"OUT918","MEDICAL AGSS OUTLET NON FEROUS",3,"A1","Incl in M&E"]
[null,"OUT919","MEDICAL GAS OUTLET AIR 4 BAR NON FER",3,"A1","Incl in M&E"]
[null,"OUT921","OUTLET VOICE/DATA RJ45 2 WAY",1243,"A1","Incl in M&E"]
[null,"OUT925","OUTLET VOICE/DATA RJ45 4 WAY",60,"A1","Incl in M&E"]
[null,"OUT926","CONNECTION FOR OT LIGHT",17,"A1","Incl in M&E"]
[null,"OUT927","CONNECTION FOR OT PENDANT",30,"A1","Incl in M&E"]
[null,"OUT928","CONNECTION FOR ICU PENDANT",26,"A1","Incl in M&E"]
[null,"OUT929","SOCKET DBL 13AMP M/L SW'D NON FEROUS",21,"A1","Incl in M&E"]
[null,"OUT931","CONN MED VACUUM FOR PENDANT",101,"A1","Incl in M&E"]
[null,"OUT932","CONN MED GAS O2 FOR PENDANT",91,"A1","Incl in M&E"]
[null,"OUT933","CONN MED GAS N2O FOR PENDANT",34,"A1","Incl in M&E"]
[null,"OUT934","CONN MED AIR 7 BAR FOR PENDANT",31,"A1","Incl in M&E"]
[null,"OUT935","CONN MED AIR 4 BAR FOR PENDANT",100,"A1","Incl in M&E"]
[null,"OUT936","CONN MED GAS SCAVANGING PENDANT",34,"A1","Incl in M&E"]
[null,"OUT937","ISOLATOR 3 PHASE X-RAY EQUIP",12,"A1","Incl in M&E"]
[null,"OUT995","OUTLET VOICE/DATA 2 WAY CEILING MTD",8,"A1","Incl in M&E"]
[null,"PAN061","PANEL THEATRE CONTROL TYPE 1",10,null,4596]
[null,"PAN160","BOARD SYSTEM HANG EQUIP ADULT/PAED",4,"A1",1000]
[null,"PAN901","NURSE CALL INDICATOR PANEL",58,"A1","Incl in M&E"]
[null,"PAN904","MEDICAL GAS ALARM PANEL",7,"A1","Incl in M&E"]
[null,"PAN909","PANEL THEATRE CONTROL UCV",10,null,4596]
[null,"PEN002","PENDANT ANAES HVY DUTY ADJ",16,null,7832.11]
[null,"PEN007","PENDANT SURG HVY DUTY ADJ",13,null,8182.05]
[null,"PEN010","PENDANT GIMBAL FIT",2,null,1500]
[null,"PG0030","CONN MED AIR 4 BAR EQ SUPPLY RAIL",22,"A1","Incl in M&E"]
[null,"PG0031","CONN MED GAS O2 EQ SUPPLY RAIL",33,"A1","Incl in M&E"]
[null,"PG0032","CONN MED VACUUM EQ SUPPLY RAIL",11,"A1","Incl in M&E"]
[null,"PG0044","CONN MED GAS ENTONOX FOR PENDANT",3,"A1","Incl in M&E"]
[null,"PG0072","CONN MED FOR VACUUM LOW",11,"A1","Incl in M&E"]
[null,"PIG024","PIGEON HOLE UNIT TO ARCH DETAIL",16,"A1",416.61]
[null,"PM0022","WASHBASIN HEIGHT ADJ COMPLETE",10,"A1","Incl in M&E"]
[null,"PNU001","PNEUMATIC TUBE DISTRIBUTION POINT",63,"A1","Incl in M&E"]
[null,"PP0006","TAP DRINKING WATER SUPPLY",15,"A1","Incl in M&E"]
[null,"PP0009","SLOP HOPPER S/S 1000x600mm",1,"A1","Incl in M&E"]
[null,"PP0138","HOSE CONN TREATED WATER 8MM (GT08)",5,"A1","Incl in M&E"]
[null,"PP0139","DRAIN OPEN 1M MAX ABOVE FFL (GT08)",5,"A1","Incl in M&E"]
[null,"PP0158","INLET COLD WATER 3/4\" BSP (WW0004)",1,"A1","Incl in M&E"]
[null,"PP0159","INLET HOT WATER 3/4\" BSP (WW0004)",1,"A1","Incl in M&E"]
[null,"PP0160","DRAIN/STANDPIPE 1 1/4\" (WW0004)",1,"A1","Incl in M&E"]
[null,"PP0172","BASIN HAND WASH S/S",52,"A1","Incl in M&E"]
[null,"PP0174","DRAIN FLOOR GULLEY/TROLLEY WASH",3,"A1","Incl in M&E"]
[null,"PP0227","PANEL SHOWER CONTROL/SLUICE (YP04)",4,"A1","Incl in M&E"]
[null,"PP0254","INLET COLD FLEXIBLE HOSE",3,"A1","Incl in M&E"]
[null,"PP0262","CONN STEAM 3/4\" (CA0015)",1,"A1","Incl in M&E"]
[null,"PP0375","HOSE HIGH PRESSURE FOR CLEANING",1,"A1","Incl in M&E"]
[null,"PP0394","SINK FIRECLAY LAB INSET 600X400 MM",1,"A1","Incl in M&E"]
[null,"PP0406","OUTLET R.O. WATER SUPPLY TO SUIT",26,"A1","Incl in M&E"]
[null,"PP0423","BATH FOOT W/TAPS",2,"A1","Incl in M&E"]
[null,"PP0441","SHOWER SPRAY  & CONTROL",1,"A1","Incl in M&E"]
[null,"PRE900","PRESSURE RELIEF VALVE WALL/DOOR MTD",0,"A1","Incl in M&E"]
[null,"PS0011","URINAL SINGLE CONCEALED CONNECTIONS",4,"A1","Incl in M&E"]
[null,"PS0121","SINK S/S ON LEGS CHROME WASTE/TRAP",1,"A1","Incl in M&E"]
[null,"PV0003","GRILLE SUPPLY VENTILATION CEILING MT",0,"A1","Incl in M&E"]
[null,"PV0021","DUCTING FUME CABINET (LL0007)",1,"A1","Incl in M&E"]
[null,"PZ0013","GAS CONNECTION FOR COOKERS",12,"A1","Incl in M&E"]
[null,"PZ0014","COMP AIR CONN 1/4\" (CA0015)",1,"A1","Incl in M&E"]
[null,"RAC001","RACK BEDPAN 6 DRAINAGE",33,"A1",62.9]
[null,"RAC070","CYLINDER (3) WALL SAFETY CHAIN",39,"A1",81.400000000000006]
[null,"RAC090","RACK LEAFLET WALL MOUNTED (6)",47,"A1",65.95]
[null,"RAC091","RACK MAGAZINE WALL MOUNTED",35,"A1",39.950000000000003]
[null,"RAC196","RACK LEADED APRON (5)  WALL MOUNTED",2,"A1",120]
[null,"RAC354","RACK CATHETER",32,"A1",69.150000000000006]
[null,"RAC405","SHELF UNIT 4 TIER 600X920X2000H",20,"A1",179]
[null,"RAC901","RACK SECURE  CONSUMABLE STORAGE",22,"A1",350]
[null,"RAC904","RACK LEAD GLOVES & APRONS W/M",10,"A1",120]
[null,"RAC910","RACK MOUNTING KIT 19\"",108,"A1","Incl in M&E"]
[null,"RAC912","RACKING METAL AS ARCHITECT DETAIL",0,"A1",850]
[null,"RAI048","RAIL SAFETY S/S 35MM DIAM X 600MM",20,"A1",51.23]
[null,"RAI061","RAIL TOWEL S/S 15MM DIAM 450MM LONG",448,"A1",28.62]
[null,"RAI087","RAIL SAFETY HORIZ'TAL  W/VERT'L RAIL",30,"A1",148.11000000000001]
[null,"RAI134","1600MM WALL RAIL STD C/W FITTINGS",157,"A1",96]
[null,"RAI146","2000MM WALL RAIL STD C/W FITTINGS",12,"A1",120]
[null,"RAI151","3000 MM WALL RAIL HEAVY DUTY",52,"A1",180]
[null,"RAI161","RAIL SAFETY S/S VERTICAL 600MM",801,"A1",51.2]
[null,"RAI171","RAIL SAFETY S/S HINGED 1000MM  W/LEG",95,"A1",202.91]
[null,"RAI906","RAIL SAFETY S/S",112,"A1",51.2]
[null,"RAI907","RAIL SAFETY S/S SHOWER TO SUIT",205,"A1",51.2]
[null,"RAI915","RAIL SAFETY S/S 35MM DIAM X 750MM",8,"A1",202.91]
[null,"RAI916","RAIL SAFETY S/S HINGED 800MM",9,"A1",202.91]
[null,"RAI971","1000MM WALL RAIL STD C/W FITTINGS",1,"A1",60]
[null,"SEA014","BENCH SEAT W/M",21,"A1",329.85]
[null,"SEC901","CARD ENTRY SYSTEM",15,"A1","Incl in M&E"]
[null,"SHE211","SHELF 300MMX900MM L",20,"A1",17.62]
[null,"SHE224","SHELF 300MMX1300MM L",1,"A1",17.760000000000002]
[null,"SHE271","SHELF 300MMX2500MM L",1,"A1",23.02]
[null,"SHE700","SHELF VANITY",161,"A1",59.31]
[null,"SHE901","SHELF TOP HUNG TO SUIT",2,"A1",150]
[null,"SHE905","SHELVING PHARMACY 5 ADJ SHELVES TO F",13,"A1",850]
[null,"SHE906","SHELVING SLATTED FOR LINEN",10,"A1",600]
[null,"SHE961","SHELVING TO ARCHITECTS DETAIL",952,"A1",100]
[null,"SHO002","SHOWER NON SLIP BASE STD SIZE TO FIT",46,"A1","Incl in M&E"]
[null,"SHO018","SHOWER VALVE/THERMO MIXER/HANDSET",226,"A1","Incl in M&E"]
[null,"SHO025","SHOWER EMERGENCY DRENCH",1,"A1","Incl in M&E"]
[null,"SHO908","SHOWER EMERGENCY SAFETY",4,"A1","Incl in M&E"]
[null,"SHU900","SHUTTER ROLLER  SIZE  TO SUIT",1,"A1",10000]
[null,"SIN013","SINK JANITORIAL COMPLETE",1,"A1","Incl in M&E"]
[null,"SIN060","SINK LARGE WITH DOUBLE DRAINER",21,"A1","Incl in M&E"]
[null,"SIN110","SINK ENDOSCOPE CLEANING",12,"A1","Incl in M&E"]
[null,"SIN901","SINK S/S INSET WITH DRAINER & TAPS",1,"A1","Incl in M&E"]
[null,"SIN976","SINK INSET WITH DRAINER & TAPS",41,"A1","Incl in M&E"]
[null,"SNS515","SINK PLASTER C/W TAPS & STRAINER",2,"A1","Incl in M&E"]
[null,"SPR001","GUN WATER W/NOZZELS",12,"A1","Incl in M&E"]
[null,"SS0001","SHELF UNIT 5 ADJ SHELVES 200X100X35D",3,"A1",157.80000000000001]
[null,"STE020","TROUGH SCRUB UP 1 PERSON - COMPLETE",3,"A1","Incl in M&E"]
[null,"STF156","DRAWER UNIT 3 DRAWER 600mm",41,"A1",215.18]
[null,"STF164","DRAWER UNIT 6 DRAWERS 600MM WIDE",218,"A1",271.08]
[null,"STF270","CUPBOARD H/L  1 SHELF SINGLE DOOR",7,"A1",108.71]
[null,"STF280","CUPBOARD H/L 600MM 2 DOOR",2,"A1",167.55]
[null,"STF281","CUPBOARD H/L DOUBLE/1 SHELF LOCKABLE",18,"A1",176.66]
[null,"STF290","CUPBOARD DRUG INNER CD W/LIGHT",70,"A1",641.5]
[null,"STF300","RACK DRAINING EQUIPT WM",1,"A1",150]
[null,"STF900","CUPBOARD SECURE 1M DEEP X 1.5M WIDE",3,"A1",1500]
[null,"STF932","CUPBOARD H/D STORAGE",198,"A1",320]
[null,"STF942","BASE UNIT 2 DOOR/1 SHELF FOR SINK",58,"A1",237.21]
[null,"SW0003","CAGE SECURE STORE 2440X1220X2440MM H",1,"A1",10000]
[null,"SWC014","SWITCH LIGHT PULL CORD",0,"A1","Incl in M&E"]
[null,"SWC031","SWITCH DIMMING",120,"A1","Incl in M&E"]
[null,"TAB080A","TABLE AUTOPSY VENTILATED ROTATING",2,null,7344]
[null,"TAB965","WORKTOP DISSECTION VENTILATED W/SINK",2,null,7344]
[null,"TAP900","BATH ASSEMBLY W/SHWR ATTACHMENT",9,"A1","Incl in M&E"]
[null,"TEL018","HOOD ACOUSTIC TELEPHONE",1,"A1",250]
[null,"TL0025","LAMP OP 5 BULB W/CAMERA ARM+CAMERA",0,null,9917.99]
[null,"TO0013","MICROSCOPE OPERATING OPHTHALMOLOGY",1,"B2"]
[null,"TRA027","TRACK CURTAIN CUBICLE \"U\" SHAPED",9,"A1",180.08]
[null,"TRA114","TRACK CURTAIN CUBICLE \"L\" SHAPED",187,"A1",180.08]
[null,"TRA901","TRACK BLIND W/VERTICAL BLIND TO SUIT",262,"A1",180.08]
[null,"TRA902","TRACK CURTAIN CUBICLE TO SUIT",60,"A1",180.08]
[null,"TRA903","TRACK CURTAIN SHOWER TO SUIT",225,"A1",180.08]
[null,"TRA904","TRACK CURTAIN WINDOW TYPE 1",22,"A1",180.08]
[null,"TRA906","TRACK BLIND W/DIM OUT BLIND TO SUIT",19,"A1",180.08]
[null,"TRA907","TRACK CURTAIN PRIVACY FROM DOOR",204,"A1",180.08]
[null,"TRO421","BRACKET TO SECURE MEDICINE TROLLEY",2,"A1",5]
[null,"TRO603","TROUGH SCRUB UP 3/ELEC TAPS 2400MM",16,"A1","Incl in M&E"]
[null,"UPS901","UPS",3,"A1","Incl in M&E"]
[null,"VC0005","BODY STORAGE UNIT LOW TEMP 4 TIER",1,null,10283]
[null,"WAS021","REPROCESSOR ENDOSCOPE",2,null,45000]
[null,"WAS022","WASHER CLOTHES DOMESTIC TYPE",1,null,800]
[null,"WAS051","FIRST AID KIT W/EYE WASH FACILITY",35,"A1",26.25]
[null,"WAS105","WASTE DISPOSAL UNIT UNDER SINK",23,"A1","Incl in M&E"]
[null,"WAS110","WASHBASIN CLINICAL - COMPLETE 500mm",552,"A1","Incl in M&E"]
[null,"WAS905","WASHBASIN PATIENT 500MM",310,"A1","Incl in M&E"]
[null,"WAS913","WASHBASIN HAND SMALL 350MM",8,"A1","Incl in M&E"]
[null,"WAS927","WASHBASIN VITREOUS STAFF",102,"A1","Incl in M&E"]
[null,"WAT015","BOILER WATER 25 PINTS/15 L (APPROX)",36,"A1","Incl in M&E"]
[null,"WCA010","WC ASSEMBLY HOSPITAL TYPE ADULT",180,"A1","Incl in M&E"]
[null,"WCA012","WC ASSEMBLY 420MM H",91,"A1","Incl in M&E"]
[null,"WCA901","WC ASSEMBLY DISABLED",94,"A1","Incl in M&E"]
[null,"WKT451","SINK 2 STD BOWLS W/TAPS 2400 X 700 M",1,"A1","Incl in M&E"]
[null,"WKT908","BENCHING PHARMACY TO SUIT DESIGN",13,"A1",2000]
[null,"WKT980","WORKTOP TO SUIT",629,"A1",233.85]
[null,"WOR022","BENCHING LAB TO ARCHITECTURAL DETAIL",3,"A1",2000]
[null,"WOR043","BENCHING LAB W/SINK TO SUIT",2,"A1",2500]
[null,"WOR687","WORKTOP ENT W/WHB JOINERY ITEM ONLY",1,"A1",1200]
[null,"WOR902","WORK SURFACE BY ARCHITECT 2 PLACE",1,"A1",233.85]
[null,"WOR926","WORKSTATION DISPENSING TECHNICIAN",13,"A1",1618]
[null,"WOR936","LAB BENCHING TO ARCHITECT'S  DETAIL",11,"A1",5000]
[null,"WOR995","WORKTOP VENTILATED W/SINK",2,null,7344]
[null,"XR0004","BONE DENSITOMETER",1,"B2"]
[null,"XRA005","PANORAMIC UNIT W/CEPHOLASTAT DIGITAL",3,"B2"]
[null,"XRA010","RADIOGRAPHY SYSTEM TRAUMA",2,"B1"]
[null,"XRA910","DENTAL PANORAMIC UNIT W/TOMOGRAPHY",1,"B2"]
[null,"XRA950","X-RAY UNIT, COMPLETE, with ceiling tube",3,"B1"]
[null,"YG0011","PENDANT DOUBLE CEILING FIXED ICU/CCU",44,null,1500]
[null,"YQ0028","WASHER BINS AUTOMATED",1,"A1","Incl in M&E"]
[null,"YZ0029","MAGNETIC STRIPS 2 HIGH WALL-MTD",1,"A1",500]
[null,null,"BASE UNIT 2 DOOR/1 SHELF LOCKABLE",1,"A1",1000]
[null,null,"EXTRACT FAN WALL MOUNTED",4,"A1","Incl in M&E"]
[null,null,"Level 0 - Pathology ? Reception / entrance desk",1,"A1",5000]
[null,null,"Level 1 - Critical Care - staff base  - 10m girth, U - shaped",2,"A1",10000]
[null,null,"Level 1 - Critical Care - staff base  - 6m girth, U - shaped",8,"A1",6000]
[null,null,"Level 1 - Critical Care - staff base  - 8m girth, L - shaped",1,"A1",8000]
[null,null,"Level 1 - Theatre Recovery - Reception desk - 5m long",1,"A1",5000]
[null,null,"Level 1 - Theatre Recovery - Staff Base - 9m girth - L - shaped",1,"A1",9000]
[null,null,"Level 3 - 32B Ward - Staff base - 11m girth - U - shaped",4,"A1",11000]
[null,null,"Level 3 - 32B Ward - Staff base - 8m girth - U - shaped",4,"A1",8000]
[null,null,"Level 3 - NNSU 12 B - staff base - 5m girth - L - shaped",2,"A1",5000]
[null,null,"Level 4 - 32B Ward - Staff base - 11m girth - U - shaped",4,"A1",11000]
[null,null,"Level 4 - 32B Ward - Staff base - 8m girth - U - shaped",4,"A1",8000]
[null,null,"Level 5 - 32B Ward - Staff base - 11m girth - U - shaped",4,"A1",11000]
[null,null,"Level 5 - 32B Ward - Staff base - 8m girth - U - shaped",4,"A1",8000]
[null,null,"Level 6 - Oncology Unit - Staff base - 2m long",2,"A1",2000]
[null,null,"Level 6 - Oncology Unit - Staff base - 3m long",3,"A1",3000]
[null,null,"Level 6 - Oncology Unit - Staff base - 4m long",1,"A1",4000]
[null,null,"Level O - Corporate Services - staff base - 4m long",1,"A1",4000]
[null,null,"Level O - Day care - staff base - 12m girth, U - shaped",1,"A1",12000]
[null,null,"Level O - Day care - staff base - 6m girth, L - shaped",2,"A1",6000]
[null,null,"Level O - Day care reception -  9m girth, irregular shaped",1,"A1",10000]
[null,null,"Level O - Day Case Theatres - staff base - 13m girth, U - shaped",2,"A1",13000]
[null,null,"Level O - Emergency Care Centre - reception - 5.5m girth - L - shaped",1,"A1",5500]
[null,null,"Level O - Emergency Care Centre - reception - 7.5m girth - L - shaped",1,"A1",7500]
[null,null,"Level O - Emergency Care Centre - Staff Base - 6.5m girth - L - shaped",1,"A1",6500]
[null,null,"Level O - Fracture Clinic - reception - 5m girth - irregular shaped",1,"A1",6000]
[null,null,"Level O - Imaging - reception - 6m girth - irregular shaped",1,"A1",7500]
[null,null,"Level O - Rainbow Suite -  Reception / entrance desk",1,"A1",5000]
[null,null,"Level O - Recovery - Staff Base - 5.5m girth - L - shaped",1,"A1",5500]
[null,null,"Main reception desk (not on drawings)",1,"A1",25000]
[null,null,"RACK BAR STORAGE SINGLE SIDED",4,"A1",387]
[null,null,"SHELF 300MMX1000MM L",17,"A1",30]
[null,null,"SHELF 300MMX2000MM L",1,"A1",50]
[null,null,"SHELVING ANGLED 5 SHELF",24,"A1",184.8]
[null,null,"SHELVING SYSTEM 6 SHELF EXTENSION",74,"A1",252]
[null,null,"SHELVING SYSTEM STARTER BAY 6 SHELF",20,"A1",288]
[null,null,"SINK BUCKET",27,"A1","Incl in M&E"]
[null,null,"SINK SMALL W/INTERCEPTOR/DILUTION",1,"A1","Incl in M&E"]
[null,null,"WORKSURFACE INSET S/S DRAINER",1,"A1",1000]

{"sheet":"PivotTable","index":3,"n_rows":2033,"n_cols":14,"rows_kept":2033,"cut":false,"hidden":false,"merged":[]}
[]
[]
[]
[null,"PivotTable1"]
[null,"Value_","Column"]
[null,"Row","Desc_AC","Desc_AH","Desc_BB","Qty_AC","Qty_AH","Qty_BB","Cat_AC","Cat_AH","Cat_BB","Cost_AC","Cost_AH","Cost_BB"]
[null,"AB0040",null,null,1,null,null,1,null,null,1,null,null,1]
[null,"AD0067",null,null,1,null,null,1,null,null,1,null,null,1]
[null,"AD0093",null,null,1,null,null,1,null,null,1,null,null,1]
[null,"AD0094",null,null,1,null,null,1,null,null,1,null,null,1]
[null,"AD0095",null,null,1,null,null,1,null,null,1,null,null,1]
[null,"ADD001",1,null,null,1,null,null,1,null,null,1]
[null,"AF0010",null,null,1,null,null,1,null,null,1,null,null,1]
[null,"AIR001",1,null,null,1,null,null,1,null,null,1]
[null,"AIR008",1,null,null,1,null,null,1,null,null,1]
[null,"AJ0034",null,null,1,null,null,1,null,null,1,null,null,1]
[null,"AJ0074",null,null,1,null,null,1,null,null,1,null,null,1]
[null,"AJ0138",null,null,1,null,null,1,null,null,1,null,null,1]
[null,"AJ0182",null,null,1,null,null,1,null,null,1,null,null,1]
[null,"AJ0187",null,null,1,null,null,1,null,null,1,null,null,1]
[null,"AJ0264",null,null,1,null,null,1,null,null,1,null,null,1]
[null,"AJ0270",null,null,1,null,null,1,null,null,1,null,null,1]
[null,"AJ0285",null,null,1,null,null,1,null,null,1,null,null,1]
[null,"AJ0488",null,null,1,null,null,1,null,null,1,null,null,1]
[null,"AJ0489",null,null,1,null,null,1,null,null,1,null,null,1]
[null,"AJ0490",null,null,1,null,null,1,null,null,1,null,null,1]
[null,"AJ0526",null,null,1,null,null,1,null,null,1,null,null,1]
[null,"AJ0585",null,null,1,null,null,1,null,null,1,null,null,1]
[null,"AJ0654",null,null,1,null,null,1,null,null,1,null,null,1]
[null,"ALA001",1,null,null,1,null,null,1,null,null,1]
[null,"ALA015",1,null,null,1,null,null,1,null,null,1]
[null,"ALA9003",1,null,null,1,null,null,1,null,null,1]
[null,"ALA904",null,null,1,null,null,1,null,null,1,null,null,1]
[null,"ALA905",null,null,1,null,null,1,null,null,1,null,null,1]
[null,"ANA001",null,1,null,null,1,null,null,1,null,null,1]
[null,"ANA004",null,1,null,null,1,null,null,1,null,null,1]
[null,"ANA007",1,1,null,1,1,null,1,1,null,1,1]
[null,"ANA040",null,1,null,null,1,null,null,1,null,null,1]
[null,"ANA045",1,1,null,1,1,null,1,1,null,1,1]
[null,"ANA050",1,1,null,1,1,null,1,1,null,1,1]
[null,"ANA055",1,null,null,1,null,null,1,null,null,1]
[null,"ANA057",1,1,null,1,1,null,1,1,null,1,1]
[null,"ANA060",null,1,null,null,1,null,null,1,null,null,1]
[null,"ANA062",null,1,null,null,1,null,null,1,null,null,1]
[null,"ANA064",null,1,null,null,1,null,null,1,null,null,1]
[null,"ANA065",null,1,null,null,1,null,null,1,null,null,1]
[null,"ANA900",null,1,null,null,1,null,null,1,null,null,1]
[null,"ANA9002",1,null,null,1,null,null,1,null,null,1]
[null,"ANA9006",1,null,null,1,null,null,1,null,null,1]
[null,"ANA93101",1,null,null,1,null,null,1,null,null,1]
[null,"ANA960",null,1,null,null,1,null,null,1,null,null,1]
[null,"ANA9702",1,null,null,1,null,null,1,null,null,1]
[null,"AO0012",null,null,1,null,null,1,null,null,1]
[null,"AO0024",null,null,1,null,null,1,null,null,1,null,null,1]
[null,"AO0073",null,null,1,null,null,1,null,null,1,null,null,1]
[null,"AO0082",null,null,1,null,null,1,null,null,1,null,null,1]
[null,"AO0127",null,null,1,null,null,1,null,null,1,null,null,1]
[null,"AO0146",null,null,1,null,null,1,null,null,1,null,null,1]
[null,"AO0156",null,null,1,null,null,1,null,null,1,null,null,1]
[null,"AO0166",null,null,1,null,null,1,null,null,1,null,null,1]
[null,"AO0167",null,null,1,null,null,1,null,null,1,null,null,1]
[null,"AO0168",null,null,1,null,null,1,null,null,1,null,null,1]
[null,"APR9530",1,null,null,1,null,null,1,null,null,1]
[null,"AR0076",null,null,1,null,null,1,null,null,1,null,null,1]
[null,"AR0077",null,null,1,null,null,1,null,null,1,null,null,1]
[null,"AS0040",null,null,1,null,null,1,null,null,1,null,null,1]
[null,"AS0111",null,null,1,null,null,1,null,null,1,null,null,1]
[null,"AUD9307",1,null,null,1,null,null,1,null,null,1]
[null,"AUD9339",1,null,null,1,null,null,1,null,null,1]
[null,"AUD963",null,null,1,null,null,1,null,null,1,null,null,1]
[null,"AUD9630",1,null,null,1,null,null,1,null,null,1]
[null,"AW0024",null,null,1,null,null,1,null,null,1,null,null,1]
[null,"AW0027",null,null,1,null,null,1,null,null,1,null,null,1]
[null,"AW0028",null,null,1,null,null,1,null,null,1,null,null,1]
[null,"AW0036",null,null,1,null,null,1,null,null,1,null,null,1]
[null,"BA0005",null,null,1,null,null,1,null,null,1,null,null,1]
[null,"BAC001",null,null,1,null,null,1,null,null,1,null,null,1]
[null,"BAC002",1,null,null,1,null,null,1,null,null,1]
[null,"BAL003",null,1,null,null,1,null,null,1,null,null,1]
[null,"BAL008",1,1,null,1,1,null,1,1,null,1,1]
[null,"BAL011",1,null,null,1,null,null,1,null,null,1]
[null,"BAL012",1,null,null,1,null,null,1,null,null,1]
[null,"BAL016",1,null,null,1,null,null,1,null,null,1]
[null,"BAS014",null,null,1,null,null,1,null,null,1,null,null,1]
[null,"BAS015",1,1,null,1,1,null,1,1,null,1,1]
[null,"BAS101",1,null,null,1,null,null,1,null,null,1]
[null,"BAS105",1,null,null,1,null,null,1,null,null,1]
[null,"BAS106",1,null,null,1,null,null,1,null,null,1]
[null,"BAS107",1,null,null,1,null,null,1,null,null,1]
[null,"BAS109",1,null,null,1,null,null,1,null,null,1]
[null,"BAS9999",1,null,null,1,null,null,1,null,null,1]
[null,"BAT008",1,null,null,1,null,null,1,null,null,1]
[null,"BAT015",1,1,null,1,1,null,1,1,null,1,1]
[null,"BAT016",null,1,1,null,1,1,null,1,1,null,1,1]
[null,"BED003",1,1,null,1,1,null,1,1,null,1,1]
[null,"BED004",1,1,null,1,1,null,1,1,null,1,1]
[null,"BED013",1,1,null,1,1,null,1,1,null,1,1]
[null,"BED015",1,null,null,1,null,null,1,null,null,1]
[null,"BED016",1,null,null,1,null,null,1,null,null,1]
[null,"BED020",1,1,1,1,1,1,1,1,null,1,1,1]
[null,"BED022",1,1,null,1,1,null,1,1,null,1,1]
[null,"BED025",1,null,null,1,null,null,1,null,null,1]
[null,"BED030",1,1,null,1,1,null,1,1,null,1,1]
[null,"BED040",null,1,null,null,1,null,null,1,null,null,1]
[null,"BED901",null,1,null,null,1,null,null,1,null,null,1]
[null,"BED902",1,null,null,1,null,null,1,null,null,1]
[null,"BED9400",1,null,null,1,null,null,1,null,null,1]
[null,"BED950",null,1,null,null,1,null,null,1,null,null,1]
[null,"BED966",null,null,1,null,null,1,null,null,null,null,null,1]
[null,"BEN001",null,1,null,null,1,null,null,1,null,null,1]
[null,"BEN002",1,null,null,1,null,null,1,null,null,1]
[null,"BID001",1,null,null,1,null,null,1,null,null,1]
[null,"BIN002",1,1,null,1,1,null,1,1,null,1,1]
[null,"BIN003",1,1,null,1,1,null,1,1,null,1,1]
[null,"BIN005",1,1,null,1,1,null,1,1,null,1,1]
[null,"BIN007",1,1,null,1,1,null,1,1,null,1,1]
[null,"BIN010",null,1,null,null,1,null,null,1,null,null,1]
[null,"BIN016",1,null,null,1,null,null,1,null,null,1]
[null,"BIN018",1,null,null,1,null,null,1,null,null,1]
[null,"BIN023",1,null,null,1,null,null,1,null,null,1]
[null,"BIN025",1,1,null,1,1,null,1,1,null,1,1]
[null,"BIN027",1,null,null,1,null,null,1,null,null,1]
[null,"BIN028",1,null,null,1,null,null,1,null,null,1]
[null,"BIN037",1,null,null,1,null,null,1,null,null,1]
[null,"BIN9001",1,null,null,1,null,null,1,null,null,1]
[null,"BIN9303",1,null,null,1,null,null,1,null,null,1]
[null,"BIN9329",1,null,null,1,null,null,1,null,null,1]
[null,"BLI9603",1,null,null,1,null,null,1,null,null,1]
[null,"BOA006",1,1,null,1,1,null,1,1,null,1,1]
[null,"BOA012",1,1,null,1,1,null,1,1,null,1,1]
[null,"BOA013",1,1,null,1,1,null,1,1,null,1,1]
[null,"BOA014",null,1,null,null,1,null,null,1,null,null,1]
[null,"BOA015",null,1,null,null,1,null,null,1,null,null,1]
[null,"BOA017",null,1,null,null,1,null,null,1,null,null,1]
[null,"BOA022",1,1,null,1,1,null,1,1,null,1,1]
[null,"BOA025",null,1,null,null,1,null,null,1,null,null,1]
[null,"BOA027",1,1,1,1,1,1,1,1,1,1,1,1]
[null,"BOA030",null,1,null,null,1,null,null,1,null,null,1]
[null,"BOA034",1,1,null,1,1,null,1,1,null,1,1]
[null,"BOA035",null,1,1,null,1,1,null,1,1,null,1,1]
[null,"BOA036",1,1,null,1,1,null,1,1,null,1,1]
[null,"BOA037",1,1,null,1,1,null,1,1,null,1,1]
[null,"BOA039",null,null,1,null,null,1,null,null,1,null,null,1]
[null,"BOA041",null,1,null,null,1,null,null,1,null,null,1]
[null,"BOA051",1,1,null,1,1,null,1,1,null,1,1]
[null,"BOA058",1,1,null,1,1,null,1,1,null,1,1]
[null,"BOA070",null,1,null,null,1,null,null,1,null,null,1]
[null,"BOA101",1,1,null,1,1,null,1,1,null,1,1]
[null,"BOA201",1,1,null,1,1,null,1,1,null,1,1]
[null,"BOA202",1,1,null,1,1,null,1,1,null,1,1]
[null,"BOA901",null,null,1,null,null,1,null,null,1,null,null,1]
[null,"BOA9014",1,null,null,1,null,null,1,null,null,1]
[null,"BOA903",null,null,1,null,null,1,null,null,1,null,null,1]
[null,"BOA9560",1,null,null,1,null,null,1,null,null,1]
[null,"BOD017A",null,null,1,null,null,1,null,null,null,null,null,1]
[null,"BOD033",1,null,null,1,null,null,1,null,null,1]
[null,"BOD036",1,null,null,1,null,null,1,null,null,1]
[null,"BOD051",null,1,null,null,1,null,null,1,null,null,1]
[null,"BOD061",null,1,null,null,1,null,null,1,null,null,1]
[null,"BOO005",null,1,null,null,1,null,null,1,null,null,1]
[null,"BOO006",1,1,null,1,1,null,1,1,null,1,1]
[null,"BOO008",null,1,null,null,1,null,null,1,null,null,1]
[null,"BOO009",null,1,null,null,1,null,null,1,null,null,1]
[null,"BOO016",1,1,null,1,1,null,1,1,null,1,1]
[null,"BOT001",1,1,1,1,1,1,1,1,1,1,1,1]
[null,"BOX9000",1,null,null,1,null,null,1,null,null,1]
[null,"BRA003",1,1,null,1,1,null,1,1,null,1,1]
[null,"BRA004",1,1,null,1,1,null,1,1,null,1,1]
[null,"BRA010",1,1,null,1,1,null,1,1,null,1,1]
[null,"BRA013",1,1,null,1,1,null,1,1,null,1,1]
[null,"BRA021",1,null,null,1,null,null,1,null,null,1]
[null,"BRA9050",1,null,null,1,null,null,1,null,null,1]
[null,"BRA914",null,null,1,null,null,1,null,null,1,null,null,1]
[null,"BUC003",1,null,null,1,null,null,1,null,null,1]
[null,"BW0010",null,null,1,null,null,1,null,null,1,null,null,1]
[null,"BY0037",null,null,1,null,null,1,null,null,1,null,null,1]
[null,"BY0038",null,null,1,null,null,1,null,null,1,null,null,1]
[null,"CA0028",null,null,1,null,null,1,null,null,null,null,null,1]
[null,"CA0036",null,null,1,null,null,1,null,null,null,null,null,1]
[null,"CAB019",1,1,null,1,1,null,1,1,null,1,1]
[null,"CAB024",1,1,null,1,1,null,1,1,null,1,1]
[null,"CAB025",1,1,null,1,1,null,1,1,null,1,1]
[null,"CAB027",null,1,null,null,1,null,null,1,null,null,1]
[null,"CAB032",null,1,null,null,1,null,null,1,null,null,1]
[null,"CAB034",1,1,null,1,1,null,1,1,null,1,1]
[null,"CAB036",1,1,null,1,1,null,1,1,null,1,1]
[null,"CAB041",1,null,null,1,null,null,1,null,null,1]
[null,"CAB042",1,1,null,1,1,null,1,1,null,1,1]
[null,"CAB045",null,1,1,null,1,1,null,1,1,null,1,1]
[null,"CAB046",null,null,1,null,null,1,null,null,null,null,null,1]
[null,"CAB047",1,null,null,1,null,null,1,null,null,1]
[null,"CAB049",1,null,null,1,null,null,1,null,null,1]
[null,"CAB050",null,1,null,null,1,null,null,1,null,null,1]
[null,"CAB052",1,null,null,1,null,null,1,null,null,1]
[null,"CAB053",1,1,null,1,1,null,1,1,null,1,1]
[null,"CAB054",1,1,null,1,1,null,1,1,null,1,1]
[null,"CAB056",null,1,null,null,1,null,null,1,null,null,1]
[null,"CAB059",1,1,null,1,1,null,1,1,null,1,1]
[null,"CAB061",1,1,null,1,1,null,1,1,null,1,1]
[null,"CAB065",null,1,null,null,1,null,null,1,null,null,1]
[null,"CAB066",1,1,null,1,1,null,1,1,null,1,1]
[null,"CAB067",1,1,null,1,1,null,1,1,null,1,1]
[null,"CAB071",null,1,null,null,1,null,null,1,null,null,1]
[null,"CAB072",1,1,1,1,1,1,1,1,null,1,1,1]
[null,"CAB074",null,null,1,null,null,1,null,null,null,null,null,1]
[null,"CAB097",null,1,null,null,1,null,null,1,null,null,1]
[null,"CAB115",1,null,null,1,null,null,1,null,null,1]
[null,"CAB123",null,1,1,null,1,1,null,1,null,null,1,1]
[null,"CAB150",null,1,null,null,1,null,null,1,null,null,1]
[null,"CAB154",null,null,1,null,null,1,null,null,1,null,null,1]
[null,"CAB157",null,null,1,null,null,1,null,null,1,null,null,1]
[null,"CAB170",null,null,1,null,null,1,null,null,null,null,null,1]
[null,"CAB954",null,1,null,null,1,null,null,1,null,null,1]
[null,"CAB9665",1,null,null,1,null,null,1,null,null,1]
[null,"CAG900",null,null,1,null,null,1,null,null,1,null,null,1]
[null,"CAL000C",1,null,null,1,null,null,1,null,null,1]
[null,"CAL001",1,null,null,1,null,null,1,null,null,1]
[null,"CAL002",1,null,1,1,null,1,1,null,1,1,null,1]
[null,"CAL003",1,null,1,1,null,1,1,null,1,1,null,1]
[null,"CAL004",1,null,null,1,null,null,1,null,null,1]
[null,"CAL005",1,null,1,1,null,1,1,null,1,1,null,1]
[null,"CAL006",1,null,null,1,null,null,1,null,null,1]
[null,"CAL007",1,null,2,1,null,2,1,null,2,1,null,2]
[null,"CAL008",1,null,null,1,null,null,1,null,null,1]
[null,"CAL009",1,null,null,1,null,null,1,null,null,1]
[null,"CAL012",1,null,1,1,null,1,1,null,1,1,null,1]
[null,"CAL015",1,null,1,1,null,1,1,null,1,1,null,1]
[null,"CAL016",1,null,null,1,null,null,1,null,null,1]
[null,"CAL017",1,null,null,1,null,null,1,null,null,1]
[null,"CAL020",1,null,1,1,null,1,1,null,1,1,null,1]
[null,"CAL021",1,null,1,1,null,1,1,null,1,1,null,1]
[null,"CAL022",1,null,1,1,null,1,1,null,1,1,null,1]
[null,"CAL028",1,null,null,1,null,null,1,null,null,1]
[null,"CAL029",1,null,1,1,null,1,1,null,1,1,null,1]
[null,"CAL030",1,null,null,1,null,null,1,null,null,1]
[null,"CAL034",1,null,null,1,null,null,1,null,null,1]
[null,"CAL043",1,null,null,1,null,null,1,null,null,1]
[null,"CAL047",1,null,null,1,null,null,1,null,null,1]
[null,"CAL050",1,1,null,1,1,null,1,1,null,1,1]
[null,"CAL9003",1,null,null,1,null,null,1,null,null,1]
[null,"CAL901",null,null,1,null,null,1,null,null,1,null,null,1]
[null,"CAL902",null,null,1,null,null,1,null,null,1,null,null,1]
[null,"CAL903",null,null,1,null,null,1,null,null,1,null,null,1]
[null,"CAL911",null,null,1,null,null,1,null,null,1,null,null,1]
[null,"CAM032",null,1,null,null,1,null,null,1,null,null,1]
[null,"CAM900",1,null,null,1,null,null,1,null,null,1]
[null,"CAM9200",1,null,null,1,null,null,1,null,null,1]
[null,"CAM9312",1,null,null,1,null,null,1,null,null,1]
[null,"CAM9351",1,null,null,1,null,null,1,null,null,1]
[null,"CAN010",1,null,1,1,null,1,1,null,null,1,null,1]
[null,"CAR001",null,1,null,null,1,null,null,1,null,null,1]
[null,"CAR004",null,1,null,null,1,null,null,1,null,null,1]
[null,"CAT002",1,null,null,1,null,null,1,null,null,1]
[null,"CAT003",1,null,null,1,null,null,1,null,null,1]
[null,"CAT005",1,null,null,1,null,null,1,null,null,1]
[null,"CAT007",1,null,null,1,null,null,1,null,null,1]
[null,"CEN003",null,1,null,null,1,null,null,1,null,null,1]
[null,"CEN004",1,null,null,1,null,null,1,null,null,1]
[null,"CEN005",1,1,null,1,1,null,1,1,null,1,1]
[null,"CEN011",1,1,null,1,1,null,1,1,null,1,1]
[null,"CEN012",1,1,null,1,1,null,1,1,null,1,1]
[null,"CEN014",null,1,null,null,1,null,null,1,null,null,1]
[null,"CEN016",1,1,null,1,1,null,1,1,null,1,1]
[null,"CEN017",1,1,null,1,1,null,1,1,null,1,1]
[null,"CEN018",1,1,null,1,1,null,1,1,null,1,1]
[null,"CEN019",null,1,null,null,1,null,null,1,null,null,1]
[null,"CEN020",null,1,null,null,1,null,null,1,null,null,1]
[null,"CEN021",1,1,null,1,1,null,1,1,null,1,1]
[null,"CEN023",null,1,null,null,1,null,null,1,null,null,1]
[null,"CEN9250",1,null,null,1,null,null,1,null,null,1]
[null,"CEN9270",1,null,null,1,null,null,1,null,null,1]
[null,"CEN9310",1,null,null,1,null,null,1,null,null,1]
[null,"CEN9311",1,null,null,1,null,null,1,null,null,1]
[null,"CEN9340",1,null,null,1,null,null,1,null,null,1]
[null,"CEN9346",1,null,null,1,null,null,1,null,null,1]
[null,"CEN9350",1,null,null,1,null,null,1,null,null,1]
[null,"CEN9353",1,null,null,1,null,null,1,null,null,1]
[null,"CEN9520",1,null,null,1,null,null,1,null,null,1]
[null,"CHA002",1,1,null,1,1,null,1,1,null,1,1]
[null,"CHA003",1,1,null,1,1,null,1,1,null,1,1]
[null,"CHA004",1,1,null,1,1,null,1,1,null,1,1]
[null,"CHA005",1,1,null,1,1,null,1,1,null,1,1]
[null,"CHA006",1,1,null,1,1,null,1,1,null,1,1]
[null,"CHA007",1,1,null,1,1,null,1,1,null,1,1]
[null,"CHA011",1,null,null,1,null,null,1,null,null,1]
[null,"CHA017",1,1,null,1,1,null,1,1,null,1,1]
[null,"CHA018",1,1,null,1,1,null,1,1,null,1,1]
[null,"CHA021",1,1,null,1,1,null,1,1,null,1,1]
[null,"CHA023",1,null,null,1,null,null,1,null,null,1]
[null,"CHA024",1,1,null,1,1,null,1,1,null,1,1]
[null,"CHA027",1,1,null,1,1,null,1,1,null,1,1]
[null,"CHA031",1,1,null,1,1,null,1,1,null,1,1]
[null,"CHA032",1,null,null,1,null,null,1,null,null,1]
[null,"CHA033",1,null,null,1,null,null,1,null,null,1]
[null,"CHA038",1,1,null,1,1,null,1,1,null,1,1]
[null,"CHA047",1,1,null,1,1,null,1,1,null,1,1]
[null,"CHA054",1,null,null,1,null,null,1,null,null,1]
[null,"CHA056",1,1,null,1,1,null,1,1,null,1,1]
[null,"CHA057",null,1,null,null,1,null,null,1,null,null,1]
[null,"CHA059",1,1,null,1,1,null,1,1,null,1,1]
[null,"CHA062",1,1,null,1,1,null,1,1,null,1,1]
[null,"CHA063",1,1,null,1,1,null,1,1,null,1,1]
[null,"CHA067",1,1,null,1,1,null,1,1,null,1,1]
[null,"CHA068",1,1,null,1,1,null,1,1,null,1,1]
[null,"CHA069",1,1,null,1,1,null,1,1,null,1,1]
[null,"CHA072",1,1,null,1,1,null,1,1,null,1,1]
[null,"CHA078",1,1,null,1,1,null,1,1,null,1,1]
[null,"CHA079",1,1,null,1,1,null,1,1,null,1,1]
[null,"CHA080",1,1,null,1,1,null,1,1,null,1,1]
[null,"CHA083",1,1,null,1,1,null,1,1,null,1,1]
[null,"CHA085",1,1,null,1,1,null,1,1,null,1,1]
[null,"CHA089",null,1,null,null,1,null,null,1,null,null,1]
[null,"CHA091",1,1,null,1,1,null,1,1,null,1,1]
[null,"CHA094",1,1,null,1,1,null,1,1,null,1,1]
[null,"CHA095",1,1,null,1,1,null,1,1,null,1,1]
[null,"CHA302",1,null,null,1,null,null,1,null,null,1]
[null,"CHA306",1,null,null,1,null,null,1,null,null,1]
[null,"CHA311",1,null,null,1,null,null,1,null,null,1]
[null,"CHA317",1,null,null,1,null,null,1,null,null,1]
[null,"CHA335",1,null,null,1,null,null,1,null,null,1]
[null,"CHE012",1,null,null,1,null,null,1,null,null,1]
[null,"CIS002",1,null,null,1,null,null,1,null,null,1]
[null,"CIS004",null,1,null,null,1,null,null,1,null,null,1]
[null,"CIS005",1,1,null,1,1,null,1,1,null,1,1]
[null,"CIS007",1,null,null,1,null,null,1,null,null,1]
[null,"CLD9305",1,null,null,1,null,null,1,null,null,1]
[null,"CLD9630",1,null,null,1,null,null,1,null,null,1]
[null,"CLD9690",1,null,null,1,null,null,1,null,null,1]
[null,"CLE005",1,null,null,1,null,null,1,null,null,1]
[null,"CLE008",1,1,null,1,1,null,1,1,null,1,1]
[null,"CLE013",1,null,null,1,null,null,1,null,null,1]
[null,"CLE018",1,1,null,1,1,null,1,1,null,1,1]
[null,"CLE020",null,1,null,null,1,null,null,1,null,null,1]
[null,"CLI012",null,1,null,null,1,null,null,1,null,null,1]
[null,"CLI017",1,1,null,1,1,null,1,1,null,1,1]
[null,"CLO001",1,1,2,1,1,2,1,1,2,1,1,2]
[null,"CLO002",null,1,1,null,1,1,null,1,1,null,1,1]
[null,"CLO003",1,1,null,1,1,null,1,1,null,1,1]
[null,"CLO004",1,1,null,1,1,null,1,1,null,1,1]
[null,"CLO005",1,1,null,1,1,null,1,1,null,1,1]
[null,"CLO009",1,1,null,1,1,null,1,1,null,1,1]
[null,"CLO011",1,null,null,1,null,null,1,null,null,1]
[null,"COA001",1,null,null,1,null,null,1,null,null,1]
[null,"COC001",1,null,null,1,null,null,1,null,null,1]
[null,"COM003",1,null,null,1,null,null,1,null,null,1]
[null,"COM023",null,1,null,null,1,null,null,1,null,null,1]
[null,"COM024",1,null,null,1,null,null,1,null,null,1]
[null,"COM031",1,1,null,1,1,null,1,1,null,1,1]
[null,"COM032",1,1,null,1,1,null,1,1,null,1,1]
[null,"COM033",1,1,null,1,1,null,1,1,null,1,1]
[null,"COM034",1,1,null,1,1,null,1,1,null,1,1]
[null,"COM035",1,1,null,1,1,null,1,1,null,1,1]
[null,"COM038",1,1,null,1,1,null,1,1,null,1,1]
[null,"COM041",1,1,null,1,1,null,1,1,null,1,1]
[null,"COM046",1,1,null,1,1,null,1,1,null,1,1]
[null,"COM047",1,1,null,1,1,null,1,1,null,1,1]
[null,"COM049",1,1,null,1,1,null,1,1,null,1,1]
[null,"COM050",1,null,null,1,null,null,1,null,null,1]
[null,"COM902",null,null,1,null,null,1,null,null,1,null,null,1]
[null,"COM9023",1,null,null,1,null,null,1,null,null,1]
[null,"COM9028",1,null,null,1,null,null,1,null,null,1]
[null,"COM91016",1,null,null,1,null,null,1,null,null,1]
[null,"COM9342",1,null,null,1,null,null,1,null,null,1]
[null,"COM9343",1,null,null,1,null,null,1,null,null,1]
[null,"COM9353",1,null,null,1,null,null,1,null,null,1]
[null,"COM9378",1,null,null,1,null,null,1,null,null,1]
[null,"COM9379",1,null,null,1,null,null,1,null,null,1]
[null,"COM9381",1,null,null,1,null,null,1,null,null,1]
[null,"COM9382",1,null,null,1,null,null,1,null,null,1]
[null,"COM944",null,null,1,null,null,1,null,null,1,null,null,1]
[null,"COM9470",1,null,null,1,null,null,1,null,null,1]
[null,"COM9490",1,null,null,1,null,null,1,null,null,1]
[null,"COM9604",1,null,null,1,null,null,1,null,null,1]
[null,"CON061",1,1,null,1,1,null,1,1,null,1,1]
[null,"CON101",null,null,1,null,null,1,null,null,1,null,null,1]
[null,"CON9340",1,null,null,1,null,null,1,null,null,1]
[null,"COO001",null,1,null,null,1,null,null,1,null,null,1]
[null,"COO002",1,null,null,1,null,null,1,null,null,1]
[null,"COO006",1,1,null,1,1,null,1,1,null,1,1]
[null,"COP007",null,1,null,null,1,null,null,1,null,null,1]
[null,"COP008",null,1,null,null,1,null,null,1,null,null,1]
[null,"COU001",1,null,null,1,null,null,1,null,null,1]
[null,"COU007",1,1,null,1,1,null,1,1,null,1,1]
[null,"COU009",1,null,null,1,null,null,1,null,null,1]
[null,"COU010",1,1,null,1,1,null,1,1,null,1,1]
[null,"COU020",1,null,null,1,null,null,1,null,null,1]
[null,"COU029",1,null,null,1,null,null,1,null,null,1]
[null,"COU034",1,null,null,1,null,null,1,null,null,1]
[null,"COU035",1,null,null,1,null,null,1,null,null,1]
[null,"COU036",1,null,null,1,null,null,1,null,null,1]
[null,"COU050",1,null,null,1,null,null,1,null,null,1]
[null,"COU075",1,1,null,1,1,null,1,1,null,1,1]
[null,"COU076",null,1,null,null,1,null,null,1,null,null,1]
[null,"COU080",null,1,null,null,1,null,null,1,null,null,1]
[null,"COU081",1,null,null,1,null,null,1,null,null,1]
[null,"COU082",null,1,null,null,1,null,null,1,null,null,1]
[null,"COU083",null,1,null,null,1,null,null,1,null,null,1]
[null,"COU086",null,1,null,null,1,null,null,1,null,null,1]
[null,"COU098",1,null,null,1,null,null,1,null,null,1]
[null,"COU102",1,null,null,1,null,null,1,null,null,1]
[null,"COU104",null,1,null,null,1,null,null,1,null,null,1]
[null,"COU105",1,1,null,1,1,null,1,1,null,1,1]
[null,"COU116",null,1,null,null,1,null,null,1,null,null,1]
[null,"COU118",null,1,null,null,1,null,null,1,null,null,1]
[null,"COU120",null,1,null,null,1,null,null,1,null,null,1]
[null,"COU125",null,1,null,null,1,null,null,1,null,null,1]
[null,"COU132",1,1,null,1,1,null,1,1,null,1,1]
[null,"COU133",1,null,null,1,null,null,1,null,null,1]
[null,"COU9002",1,null,null,1,null,null,1,null,null,1]
[null,"COU986",null,null,1,null,null,1,null,null,1]
[null,"CPE001",1,null,null,1,null,null,1,null,null,1]
[null,"CRD011",1,1,null,1,1,null,1,1,null,1,1]
[null,"CRD016",1,null,null,1,null,null,1,null,null,1]
[null,"CRD023",1,1,1,1,1,1,1,1,1,1,1]
[null,"CRD031",1,1,null,1,1,null,1,1,null,1,1]
[null,"CRD041",1,1,null,1,1,null,1,1,null,1,1]
[null,"CRD051",1,1,null,1,1,null,1,1,null,1,1]
[null,"CRD053",1,1,null,1,1,null,1,1,null,1,1]
[null,"CRU001",1,null,null,1,null,null,1,null,null,1]
[null,"CRY001",1,1,null,1,1,null,1,1,null,1,1]
[null,"CUB900",null,null,1,null,null,1,null,null,1,null,null,1]
[null,"CUP007",1,null,null,1,null,null,1,null,null,1]
[null,"CUP011",1,1,null,1,1,null,1,1,null,1,1]
[null,"CUP016",null,null,1,null,null,1,null,null,1,null,null,1]
[null,"CUP020",null,null,1,null,null,1,null,null,1,null,null,1]
[null,"CUP027",null,null,1,null,null,1,null,null,1,null,null,1]
[null,"CUP036",1,null,null,1,null,null,1,null,null,1]
[null,"CUP055",1,null,null,1,null,null,1,null,null,1]
[null,"CUP059",1,null,null,1,null,null,1,null,null,1]
[null,"CUP076",1,1,null,1,1,null,1,1,null,1,1]
[null,"CUP090",1,null,null,1,null,null,1,null,null,1]
[null,"CUP092",1,1,null,1,1,null,1,1,null,1,1]
[null,"CUP099",1,null,null,1,null,null,1,null,null,1]
[null,"CUP106",1,null,null,1,null,null,1,null,null,1]
[null,"CUP107",null,1,null,null,1,null,null,1,null,null,1]
[null,"CUP112",1,1,null,1,1,null,1,1,null,1,1]
[null,"CUP116",1,1,null,1,1,null,1,1,null,1,1]
[null,"CUP125",1,null,null,1,null,null,1,null,null,1]
[null,"CUP141",1,null,null,1,null,null,1,null,null,1]
[null,"CUP145",1,null,null,1,null,null,1,null,null,1]
[null,"CUP147",1,null,null,1,null,null,1,null,null,1]
[null,"CUP149",1,1,null,1,null,null,1,1,null,1]
[null,"CUP149T",null,1,null,null,1,null,null,1,null,null,1]
[null,"CUP172",1,1,null,1,1,null,1,1,null,1,1]
[null,"CUP205",1,1,null,1,1,null,1,1,null,1,1]
[null,"CUP212",null,1,null,null,1,null,null,1,null,null,1]
[null,"CUP245",null,null,1,null,null,1,null,null,1,null,null,1]
[null,"CUP263",null,null,1,null,null,1,null,null,1,null,null,1]
[null,"CUP290",1,null,null,1,null,null,1,null,null,1]
[null,"CUP355",1,null,null,1,null,null,1,null,null,1]
[null,"CUP356",1,1,null,1,1,null,1,1,null,1,1]
[null,"CUP360",1,null,null,1,null,null,1,null,null,1]
[null,"CUP378",1,1,null,1,1,null,1,1,null,1,1]
[null,"CUP381",null,null,1,null,null,1,null,null,1,null,null,1]
[null,"CUP416",1,1,null,1,1,null,1,1,null,1,1]
[null,"CUP417",null,1,null,null,1,null,null,1,null,null,1]
[null,"CUP418",1,null,null,1,null,null,1,null,null,1]
[null,"CUP420",1,null,null,1,null,null,1,null,null,1]
[null,"CUP433",null,1,null,null,1,null,null,1,null,null,1]
[null,"CUP434",null,1,null,null,1,null,null,1,null,null,1]
[null,"CUP444",1,1,null,1,1,null,1,1,null,1,1]
[null,"CUP495",1,null,1,1,null,1,1,null,null,1,null,1]
[null,"CUP550",1,null,null,1,null,null,1,null,null,1]
[null,"CUP560",1,1,null,1,1,null,1,1,null,1,1]
[null,"CUP703",1,null,null,1,null,null,1,null,null,1]
[null,"CUP715",1,null,null,1,null,null,1,null,null,1]
[null,"CUP731",1,null,null,1,null,null,1,null,null,1]
[null,"CUP753",1,null,null,1,null,null,1,null,null,1]
[null,"CUP9018",1,null,null,1,null,null,1,null,null,1]
[null,"CUP902",null,null,1,null,null,1,null,null,1,null,null,1]
[null,"CUP904",null,null,1,null,null,1,null,null,1,null,null,1]
[null,"CUP908",null,null,1,null,null,1,null,null,1,null,null,1]
[null,"DEF003",null,1,null,null,1,null,null,1,null,null,1]
[null,"DES006",1,1,null,1,1,null,1,1,null,1,1]
[null,"DES009",1,null,null,1,null,null,1,null,null,1]
[null,"DES010",null,1,null,null,1,null,null,1,null,null,1]
[null,"DES017",1,1,null,1,1,null,1,1,null,1,1]
[null,"DES022",1,1,null,1,1,null,1,1,null,1,1]
[null,"DES027",1,1,null,1,1,null,1,1,null,1,1]
[null,"DES028",1,1,null,1,1,null,1,1,null,1,1]
[null,"DES030",1,null,null,1,null,null,1,null,null,1]
[null,"DES908",null,null,1,null,null,1,null,null,1,null,null,1]
[null,"DET003",1,null,null,1,null,null,1,null,null,1]
[null,"DIA003",1,1,null,1,1,null,1,1,null,1,1]
[null,"DIA004",1,null,null,1,null,null,1,null,null,1]
[null,"DIA005",1,null,null,1,null,null,1,null,null,1]
[null,"DIA011",1,1,null,1,1,null,1,1,null,1,1]
[null,"DIA015",1,1,1,1,1,1,1,1,1,1,1,1]
[null,"DIA9001",1,null,null,1,null,null,1,null,null,1]
[null,"DIA9640",1,null,null,1,null,null,1,null,null,1]
[null,"DIC006",1,1,null,1,1,null,1,1,null,1,1]
[null,"DIC010",1,null,null,1,null,null,1,null,null,1]
[null,"DIC012",1,null,null,1,null,null,1,null,null,1]
[null,"DIS001",1,null,null,1,null,null,1,null,null,1]
[null,"DIS002",1,null,null,1,null,null,1,null,null,1]
[null,"DIS004",1,1,1,1,1,1,1,1,1,1,1]
[null,"DIS006",1,null,null,1,null,null,1,null,null,1]
[null,"DIS007",1,1,1,1,1,1,1,1,1,1,1]
[null,"DIS008",1,1,1,1,1,1,1,1,1,1,1]
[null,"DIS010",1,null,null,1,null,null,1,null,null,1]
[null,"DIS011",1,null,1,1,null,1,1,null,1,1]
[null,"DIS012",1,null,null,1,null,null,1,null,null,1]
[null,"DIS013",1,1,3,1,1,3,1,1,3,1,1]
[null,"DIS014",null,1,1,null,1,1,null,1,1,null,1]
[null,"DIS015",1,null,null,1,null,null,1,null,null,1]
[null,"DIS016",1,null,null,1,null,null,1,null,null,1]
[null,"DIS024",1,1,2,1,1,2,1,1,2,1,1]
[null,"DIS025",1,1,null,1,1,null,1,1,null,1,1]
[null,"DIS026",1,1,null,1,1,null,1,1,null,1,1]
[null,"DIS030",1,1,1,1,1,1,1,1,1,1,1]
[null,"DIS033",1,null,null,1,null,null,1,null,null,1]
[null,"DIS034",1,null,null,1,null,null,1,null,null,1]
[null,"DIS061",1,null,null,1,null,null,1,null,null,1]
[null,"DIS062",1,null,null,1,null,null,1,null,null,1]
[null,"DIS064",1,null,null,1,null,null,1,null,null,1]
[null,"DIS067",1,null,null,1,null,null,1,null,null,1]
[null,"DIS200",null,null,1,null,null,1,null,null,1,null,null,1]
[null,"DIS201",null,1,null,null,1,null,null,1,null,null,1]
[null,"DIS202",null,1,null,null,1,null,null,1,null,null,1]
[null,"DIS435",1,1,1,1,1,1,1,1,1,1,1]
[null,"DIS436",1,1,1,1,1,1,1,1,1,1,1]
[null,"DIS437",1,null,null,1,null,null,1,null,null,1]
[null,"DIS438",1,null,null,1,null,null,1,null,null,1]
[null,"DIS9029",1,null,null,1,null,null,1,null,null,1]
[null,"DIS904",null,null,1,null,null,1,null,null,1]
[null,"DIS905",null,null,1,null,null,1,null,null,1]
[null,"DIS906",null,null,1,null,null,1,null,null,1]
[null,"DIS9332",1,null,null,1,null,null,1,null,null,1]
[null,"DIS935",null,null,1,null,null,1,null,null,1]
[null,"DOL005",null,1,null,null,1,null,null,1,null,null,1]
[null,"DOO018",1,null,null,1,null,null,1,null,null,1]
[null,"DRA004",1,null,null,1,null,null,1,null,null,1]
[null,"DRA008",1,null,null,1,null,null,1,null,null,1]
[null,"DRA010",1,null,null,1,null,null,1,null,null,1]
[null,"DRA051",1,1,null,1,1,null,1,1,null,1,1]
[null,"DRA056",1,null,null,1,null,null,1,null,null,1]
[null,"DRA062",1,1,null,1,1,null,1,1,null,1,1]
[null,"DRA063",1,1,null,1,1,null,1,1,null,1,1]
[null,"DRA072",null,1,null,null,1,null,null,1,null,null,1]
[null,"DRA900",null,null,1,null,null,1,null,null,1,null,null,1]
[null,"DRI006",1,null,null,1,null,null,1,null,null,1]
[null,"DRI021",1,1,null,1,1,null,1,1,null,1,1]
[null,"DRY003",null,1,null,null,1,null,null,1,null,null,1]
[null,"DRY004",1,1,null,1,1,null,1,1,null,1,1]
[null,"DRY007",1,null,null,1,null,null,1,null,null,1]
[null,"DRY901",null,null,1,null,null,1,null,null,1,null,null,1]
[null,"DSU001",1,1,1,1,1,1,1,1,null,1,1,1]
[null,"DSU006",1,1,null,1,1,null,1,1,null,1,1]
[null,"DSU007",1,1,1,1,1,1,1,1,1,1,1,1]
[null,"DSU009",null,1,null,null,1,null,null,1,null,null,1]
[null,"DUC011",null,1,null,null,1,null,null,1,null,null,1]
[null,"DUC014",1,null,null,1,null,null,1,null,null,1]
[null,"DVD9460",1,null,null,1,null,null,1,null,null,1]
[null,"EC0019",null,null,1,null,null,1,null,null,1,null,null,1]
[null,"EC0030",null,null,1,null,null,1,null,null,1,null,null,1]
[null,"EC0099",null,null,1,null,null,1,null,null,1,null,null,1]
[null,"ECM9002",1,null,null,1,null,null,1,null,null,1]
[null,"ECS010",null,1,null,null,1,null,null,1,null,null,1]
[null,"ECS012",null,1,null,null,1,null,null,1,null,null,1]
[null,"ECS015",1,null,null,1,null,null,1,null,null,1]
[null,"EL0028",null,null,1,null,null,1,null,null,1,null,null,1]
[null,"EL0029",null,null,1,null,null,1,null,null,1,null,null,1]
[null,"EL0032",null,null,1,null,null,1,null,null,1,null,null,1]
[null,"EL0033",null,null,1,null,null,1,null,null,1,null,null,1]
[null,"EL0061",null,null,1,null,null,1,null,null,1,null,null,1]
[null,"EL0068",null,null,1,null,null,1,null,null,1,null,null,1]
[null,"EL0070",null,null,1,null,null,1,null,null,1,null,null,1]
[null,"EME900",null,null,1,null,null,1,null,null,1,null,null,1]
[null,"EN0019",null,null,1,null,null,1,null,null,1,null,null,1]
[null,"EN0035",null,null,1,null,null,1,null,null,1,null,null,1]
[null,"EN0043",null,null,1,null,null,1,null,null,1,null,null,1]
[null,"EN0053",null,null,1,null,null,1,null,null,1,null,null,1]
[null,"END9400",1,null,null,1,null,null,1,null,null,1]
[null,"END950",null,1,null,null,1,null,null,1,null,null,1]
[null,"ENT001",1,null,null,1,null,null,1,null,null,1]
[null,"EO0004",null,null,1,null,null,1,null,null,null,null,null,1]
[null,"EO0006",null,null,1,null,null,1,null,null,1,null,null,1]
[null,"EP0009",null,null,1,null,null,1,null,null,null,null,null,1]
[null,"EQU9313",1,null,null,1,null,null,1,null,null,1]
[null,"EQU9360",1,null,null,1,null,null,1,null,null,1]
[null,"ES0005",null,null,1,null,null,1,null,null,1,null,null,1]
[null,"ES0031",null,null,1,null,null,1,null,null,1,null,null,1]
[null,"ES0044",null,null,1,null,null,1,null,null,1,null,null,1]
[null,"ES0062",null,null,1,null,null,1,null,null,1,null,null,1]
[null,"ES0086",null,null,1,null,null,1,null,null,1,null,null,1]
[null,"ES0098",null,null,1,null,null,1,null,null,1,null,null,1]
[null,"ES0102",null,null,1,null,null,1,null,null,1,null,null,1]
[null,"ES0111",null,null,1,null,null,1,null,null,1,null,null,1]
[null,"ES0114",null,null,1,null,null,1,null,null,1,null,null,1]
[null,"ES0121",null,null,1,null,null,1,null,null,1,null,null,1]
[null,"ES0126",null,null,1,null,null,1,null,null,1,null,null,1]
[null,"EV0013",null,null,1,null,null,1,null,null,1,null,null,1]
[null,"EV0045",null,null,1,null,null,1,null,null,1,null,null,1]
[null,"EXE9010",1,null,null,1,null,null,1,null,null,1]
[null,"EXE9290",1,null,null,1,null,null,1,null,null,1]
[null,"EXT035",null,null,1,null,null,1,null,null,1,null,null,1]
[null,"EXT100",1,1,null,1,1,null,1,1,null,1,1]
[null,"EXT102",1,null,null,1,null,null,1,null,null,1]
[null,"EXT150",1,1,null,1,1,null,1,1,null,1,1]
[null,"FLO001",null,1,null,null,1,null,null,1,null,null,1]
[null,"FM0009",null,null,1,null,null,1,null,null,1,null,null,1]
[null,"FME904",null,null,1,null,null,1,null,null,1,null,null,1]
[null,"FMQ9495",1,null,null,1,null,null,1,null,null,1]
[null,"FMQ9801",1,null,null,1,null,null,1,null,null,1]
[null,"FMQ9802",1,null,null,1,null,null,1,null,null,1]
[null,"FRA061",1,null,null,1,null,null,1,null,null,1]
[null,"FY0010",null,null,2,null,null,2,null,null,null,null,null,2]
[null,"GBP",null,null,1,null,null,1,null,null,1]
[null,"GE0025",null,null,1,null,null,1,null,null,1,null,null,1]
[null,"GRI130",1,null,null,1,null,null,1,null,null,1]
[null,"GRI131",1,null,null,1,null,null,1,null,null,1]
[null,"GT0088",null,null,1,null,null,1,null,null,1,null,null,1]
[null,"GY0010",null,null,1,null,null,1,null,null,1]
[null,"HAT006",1,null,null,1,null,null,1,null,null,1]
[null,"HAT007",1,null,null,1,null,null,1,null,null,1]
[null,"HAT017",1,1,null,1,1,null,1,1,null,1,1]
[null,"HEA010",1,null,null,1,null,null,1,null,null,1]
[null,"HOI002",null,1,null,null,1,null,null,1,null,null,1]
[null,"HOI003",1,1,null,1,1,null,1,1,null,1,1]
[null,"HOI004",1,null,null,1,null,null,1,null,null,1]
[null,"HOI006",1,1,null,1,1,null,1,1,null,1,1]
[null,"HOI011",1,1,null,1,1,null,1,1,null,1,1]
[null,"HOI025",1,null,null,1,null,null,1,null,null,1]
[null,"HOL001",1,1,null,1,1,null,1,1,null,1,1]
[null,"HOL003",1,1,null,1,1,null,1,1,null,1,1]
[null,"HOL004",1,1,null,1,1,null,1,1,null,1,1]
[null,"HOL005",null,1,null,null,1,null,null,1,null,null,1]
[null,"HOL006",1,1,null,1,1,null,1,1,null,1,1]
[null,"HOL007",1,1,null,1,1,null,1,1,null,1,1]
[null,"HOL008",1,1,null,1,1,null,1,1,null,1,1]
[null,"HOL014",1,1,null,1,1,null,1,1,null,1,1]
[null,"HOL016",1,1,null,1,1,null,1,1,null,1,1]
[null,"HOL018",1,1,null,1,1,null,1,1,null,1,1]
[null,"HOL020",1,null,null,1,null,null,1,null,null,1]
[null,"HOL031",1,1,null,1,1,null,1,1,null,1,1]
[null,"HOO008",1,null,null,1,null,null,1,null,null,1]
[null,"HOO018",1,1,null,1,1,null,1,1,null,1,1]
[null,"HOO019",1,1,1,1,1,1,1,1,1,1,1,1]
[null,"HOO020",1,1,1,1,1,1,1,1,1,1,1,1]
[null,"HOO022",1,1,1,1,1,1,1,1,1,1,1,1]
[null,"HOO024",1,1,null,1,1,null,1,1,null,1,1]
[null,"HOS010",1,1,null,1,1,null,1,1,null,1,1]
[null,"HYP950",null,1,null,null,1,null,null,1,null,null,1]
[null,"ILL016",null,1,null,null,1,null,null,1,null,null,1]
[null,"ILL022",null,1,null,null,1,null,null,1,null,null,1]
[null,"IMG021",1,1,null,1,1,null,1,1,null,1,1]
[null,"IMG023",1,null,null,1,null,null,1,null,null,1]
[null,"IMG024",1,1,null,1,1,null,1,1,null,1,1]
[null,"IMG025",1,1,1,1,1,1,1,1,1,1,1]
[null,"IMG028",null,1,null,null,1,null,null,1,null,null,1]
[null,"IMG055",1,1,null,1,1,null,1,1,null,1,1]
[null,"IMG056",1,1,null,1,1,null,1,1,null,1,1]
[null,"IMG061",null,1,1,null,1,1,null,1,1,null,1]
[null,"IMG066",1,1,null,1,1,null,1,1,null,1,1]
[null,"IMG070",null,1,null,null,1,null,null,1,null,null,1]
[null,"IMG073",1,1,null,1,1,null,1,1,null,1,1]
[null,"IMG074",null,1,null,null,1,null,null,1,null,null,1]
[null,"IMG075",1,null,null,1,null,null,1,null,null,1]
[null,"IMG076",1,1,null,1,1,null,1,1,null,1,1]
[null,"IMG077",1,1,null,1,1,null,1,1,null,1,1]
[null,"IMG078",null,1,null,null,1,null,null,1,null,null,1]
[null,"IMG079",1,1,null,1,1,null,1,1,null,1,1]
[null,"IMG081",1,1,null,1,1,null,1,1,null,1,1]
[null,"IMG081A",null,null,1,null,null,1,null,null,1]
[null,"IMG081B",null,1,null,null,null,null,null,1]
[null,"IMG086",1,1,null,1,null,null,1,1,null,1,1]
[null,"IMG086B",null,1,null,null,null,null,null,1]
[null,"IMG101",1,1,null,1,1,null,1,1,null,1,1]
[null,"IMG102",1,1,null,1,1,null,1,1,null,1,1]
[null,"IMG104",1,1,null,1,1,null,1,1,null,1,1]
[null,"IMG107",null,1,null,null,1,null,null,1,null,null,1]
[null,"IMG109",1,1,null,1,1,null,1,1,null,1,1]
[null,"IMG111",1,1,null,1,1,null,1,1,null,1,1]
[null,"IMG112",1,null,null,1,null,null,1,null,null,1]
[null,"IMG116",1,1,null,1,1,null,1,1,null,1,1]
[null,"IMG121",1,1,null,1,1,null,1,1,null,1,1]
[null,"IMG125",1,1,null,1,1,null,1,1,null,1,1]
[null,"IMG131",1,1,null,1,1,null,1,1,null,1,1]
[null,"IMG136",1,4,null,1,4,null,1,4,null,1,4]
[null,"IMG141",null,1,null,null,1,null,null,1,null,null,1]
[null,"IMG900",null,1,1,null,1,1,null,1,1,null,1]
[null,"IMG9070",1,null,null,1,null,null,1,null,null,1]
[null,"IMG9313",1,null,null,1,null,null,1,null,null,1]
[null,"IMG9366",1,null,null,1,null,null,1,null,null,1]
[null,"IMG9681",1,null,null,1,null,null,1,null,null,1]
[null,"IMG9686",1,null,null,1,null,null,1,null,null,1]
[null,"IMG981",null,null,1,null,null,1,null,null,1]
[null,"INC004",1,1,null,1,1,null,1,1,null,1,1]
[null,"INC005",null,1,null,null,1,null,null,1,null,null,1]
[null,"INF001",1,null,null,1,null,null,1,null,null,1]
[null,"INF002",1,1,null,1,1,null,1,1,null,1,1]
[null,"INF950",null,1,null,null,1,null,null,1,null,null,1]
[null,"INS002",1,null,null,1,null,null,1,null,null,1]
[null,"INT010",null,1,null,null,1,null,null,1,null,null,1]
[null,"IRO002",1,null,null,1,null,null,1,null,null,1]
[null,"ITU003",null,null,1,null,null,1,null,null,null,null,null,1]
[null,"ITU933",null,null,1,null,null,1,null,null,null,null,null,1]
[null,"KET001",null,1,null,null,1,null,null,1,null,null,1]
[null,"KIC001",1,1,null,1,1,null,1,1,null,1,1]
[null,"KW0023",null,null,1,null,null,1,null,null,1,null,null,1]
[null,"KY0087",null,null,1,null,null,1,null,null,1,null,null,1]
[null,"KY0100",null,null,1,null,null,1,null,null,1,null,null,1]
[null,"KY0147",null,null,1,null,null,1,null,null,1,null,null,1]
[null,"KY0155",null,null,1,null,null,1,null,null,1,null,null,1]
[null,"KY0163",null,null,1,null,null,1,null,null,1,null,null,1]
[null,"KY0175",null,null,1,null,null,1,null,null,1,null,null,1]
[null,"KY0192",null,null,1,null,null,1,null,null,1,null,null,1]
[null,"KY0211",null,null,1,null,null,1,null,null,1,null,null,1]
[null,"KY0233",null,null,1,null,null,1,null,null,1,null,null,1]
[null,"KY0312",null,null,1,null,null,1,null,null,1,null,null,1]
[null,"KY0317",null,null,1,null,null,1,null,null,1,null,null,1]
[null,"KY0318",null,null,1,null,null,1,null,null,1,null,null,1]
[null,"KY0319",null,null,1,null,null,1,null,null,1,null,null,1]
[null,"KY0320",null,null,1,null,null,1,null,null,1,null,null,1]
[null,"KY0321",null,null,1,null,null,1,null,null,1,null,null,1]
[null,"KY0322",null,null,1,null,null,1,null,null,1,null,null,1]
[null,"KY0374",null,null,1,null,null,1,null,null,1,null,null,1]
[null,"LAB007",1,1,null,1,1,null,1,1,null,1,1]
[null,"LAB009",1,1,null,1,1,null,1,1,null,1,1]
[null,"LAB011",1,null,null,1,null,null,1,null,null,1]
[null,"LAB012",null,1,null,null,1,null,null,1,null,null,1]
[null,"LAB013",null,1,null,null,1,null,null,1,null,null,1]
[null,"LAB014",null,1,null,null,1,null,null,1,null,null,1]
[null,"LAB016",1,1,null,1,1,null,1,1,null,1,1]
[null,"LAB017",1,null,null,1,null,null,1,null,null,1]
[null,"LAB021",1,1,null,1,1,null,1,1,null,1,1]
[null,"LAB022",1,1,null,1,1,null,1,1,null,1,1]
[null,"LAB024",1,1,null,1,1,null,1,1,null,1,1]
[null,"LAB025",1,null,null,1,null,null,1,null,null,1]
[null,"LAB026",null,1,null,null,1,null,null,1,null,null,1]
[null,"LAB027",null,1,null,null,1,null,null,1,null,null,1]
[null,"LAB028",null,1,null,null,1,null,null,1,null,null,1]
[null,"LAB029",null,1,null,null,1,null,null,1,null,null,1]
[null,"LAB030",null,1,null,null,1,null,null,1,null,null,1]
[null,"LAB032",1,1,null,1,1,null,1,1,null,1,1]
[null,"LAB033",1,1,null,1,1,null,1,1,null,1,1]
[null,"LAB034",1,1,null,1,1,null,1,1,null,1,1]
[null,"LAB035",1,1,null,1,1,null,1,1,null,1,1]
[null,"LAB036",1,1,null,1,1,null,1,1,null,1,1]
[null,"LAB038",1,1,null,1,1,null,1,1,null,1,1]
[null,"LAB039",null,1,null,null,1,null,null,1,null,null,1]
[null,"LAB040",1,1,null,1,1,null,1,1,null,1,1]
[null,"LAB041",1,1,null,1,1,null,1,1,null,1,1]
[null,"LAB042",1,1,null,1,1,null,1,1,null,1,1]
[null,"LAB043",null,1,null,null,1,null,null,1,null,null,1]
[null,"LAB044",1,1,null,1,1,null,1,1,null,1,1]
[null,"LAB045",1,1,null,1,1,null,1,1,null,1,1]
[null,"LAB046",1,1,null,1,1,null,1,1,null,1,1]
[null,"LAB047",1,1,null,1,1,null,1,1,null,1,1]
[null,"LAB048",1,1,null,1,1,null,1,1,null,1,1]
[null,"LAB049",1,1,null,1,1,null,1,1,null,1,1]
[null,"LAB050",1,1,null,1,1,null,1,1,null,1,1]
[null,"LAB051",1,1,null,1,1,null,1,1,null,1,1]
[null,"LAB052",1,1,null,1,1,null,1,1,null,1,1]
[null,"LAB053",null,1,null,null,1,null,null,1,null,null,1]
[null,"LAB054",null,1,null,null,1,null,null,1,null,null,1]
[null,"LAB055",null,1,null,null,1,null,null,1,null,null,1]
[null,"LAB056",null,1,null,null,1,null,null,1,null,null,1]
[null,"LAB057",null,1,null,null,1,null,null,1,null,null,1]
[null,"LAB058",null,1,null,null,1,null,null,1,null,null,1]
[null,"LAB059",null,1,null,null,1,null,null,1,null,null,1]
[null,"LAB060",1,1,null,1,1,null,1,1,null,1,1]
[null,"LAB063",1,null,null,1,null,null,1,null,null,1]
[null,"LAB064",1,null,null,1,null,null,1,null,null,1]
[null,"LAB065",1,null,null,1,null,null,1,null,null,1]
[null,"LAB068",null,1,null,null,1,null,null,1,null,null,1]
[null,"LAB069",1,1,null,1,1,null,1,1,null,1,1]
[null,"LAB070",null,1,null,null,1,null,null,1,null,null,1]
[null,"LAB078",1,null,null,1,null,null,1,null,null,1]
[null,"LAB080",null,1,null,null,1,null,null,1,null,null,1]
[null,"LAB083",null,1,null,null,1,null,null,1,null,null,1]
[null,"LAB086",1,1,null,1,1,null,1,1,null,1,1]
[null,"LAB087",null,1,null,null,1,null,null,1,null,null,1]
[null,"LAB088",null,1,null,null,1,null,null,1,null,null,1]
[null,"LAB089",null,1,null,null,1,null,null,1,null,null,1]
[null,"LAB090",1,1,null,1,1,null,1,1,null,1,1]
[null,"LAB092",1,1,null,1,1,null,1,1,null,1,1]
[null,"LAB093",null,1,null,null,1,null,null,1,null,null,1]
[null,"LAB094",1,1,null,1,1,null,1,1,null,1,1]
[null,"LAB095",1,1,null,1,1,null,1,1,null,1,1]
[null,"LAB103",null,1,null,null,1,null,null,1,null,null,1]
[null,"LAB105",1,null,null,1,null,null,1,null,null,1]
[null,"LAB107",null,1,null,null,1,null,null,1,null,null,1]
[null,"LAB108",null,1,null,null,1,null,null,1,null,null,1]
[null,"LAB109",1,1,1,1,1,1,1,1,null,1,1,1]
[null,"LAB112",1,1,null,1,1,null,1,1,null,1,1]
[null,"LAB113",1,1,1,1,1,1,1,1,null,1,1,1]
[null,"LAB117",1,1,null,1,1,null,1,1,null,1,1]
[null,"LAB119",1,1,null,1,1,null,1,1,null,1,1]
[null,"LAB123",1,null,null,1,null,null,1,null,null,1]
[null,"LAB131",1,null,null,1,null,null,1,null,null,1]
[null,"LAB151",1,null,null,1,null,null,1,null,null,1]
[null,"LAB152",1,null,null,1,null,null,1,null,null,1]
[null,"LAB153",1,null,null,1,null,null,1,null,null,1]
[null,"LAB154",1,null,null,1,null,null,1,null,null,1]
[null,"LAB155",1,null,null,1,null,null,1,null,null,1]
[null,"LAB156",1,null,null,1,null,null,1,null,null,1]
[null,"LAB157",1,null,null,1,null,null,1,null,null,1]
[null,"LAB158",1,null,null,1,null,null,1,null,null,1]
[null,"LAB159",1,null,null,1,null,null,1,null,null,1]
[null,"LAB161",1,null,null,1,null,null,1,null,null,1]
[null,"LAB162",1,null,null,1,null,null,1,null,null,1]
[null,"LAB163",1,null,null,1,null,null,1,null,null,1]
[null,"LAB165",1,null,null,1,null,null,1,null,null,1]
[null,"LAB166",1,null,null,1,null,null,1,null,null,1]
[null,"LAB169",null,1,null,null,1,null,null,1,null,null,1]
[null,"LAB170",1,null,null,1,null,null,1,null,null,1]
[null,"LAB171",1,1,null,1,1,null,1,1,null,1,1]
[null,"LAB175",1,null,null,1,null,null,1,null,null,1]
[null,"LAB176",1,null,null,1,null,null,1,null,null,1]
[null,"LAB177",1,null,null,1,null,null,1,null,null,1]
[null,"LAB178",1,null,null,1,null,null,1,null,null,1]
[null,"LAB179",1,null,null,1,null,null,1,null,null,1]
[null,"LAB195",1,null,null,1,null,null,1,null,null,1]
[null,"LAB200",1,null,null,1,null,null,1,null,null,1]
[null,"LAB201",1,null,null,1,null,null,1,null,null,1]
[null,"LAB202",1,null,null,1,null,null,1,null,null,1]
[null,"LAB205",1,null,null,1,null,null,1,null,null,1]
[null,"LAB207",1,null,null,1,null,null,1,null,null,1]
[null,"LAB93102",1,null,null,1,null,null,1,null,null,1]
[null,"LAB93103",1,null,null,1,null,null,1,null,null,1]
[null,"LAB950",null,1,null,null,1,null,null,1,null,null,1]
[null,"LAB951",null,1,null,null,1,null,null,1,null,null,1]
[null,"LAB953",null,1,null,null,1,null,null,1,null,null,1]
[null,"LAB954",null,1,null,null,1,null,null,1,null,null,1]
[null,"LAB955",null,1,null,null,1,null,null,1,null,null,1]
[null,"LAB956",null,1,null,null,1,null,null,1,null,null,1]
[null,"LAB957",null,1,null,null,1,null,null,1,null,null,1]
[null,"LAB958",null,1,null,null,1,null,null,1,null,null,1]
[null,"LAB959",null,1,null,null,1,null,null,1,null,null,1]
[null,"LAB960",null,1,null,null,1,null,null,1,null,null,1]
[null,"LAB961",null,1,null,null,1,null,null,1,null,null,1]
[null,"LAB962",null,1,null,null,1,null,null,1,null,null,1]
[null,"LAB963",null,1,null,null,1,null,null,1,null,null,1]
[null,"LAB9632",1,null,null,1,null,null,1,null,null,1]
[null,"LAB964",null,1,null,null,1,null,null,1,null,null,1]
[null,"LAB965",null,1,null,null,1,null,null,1,null,null,1]
[null,"LAD001",1,1,null,1,1,null,1,1,null,1,1]
[null,"LAD002",1,1,null,1,1,null,1,1,null,1,1]
[null,"LAD007",null,1,null,null,1,null,null,1,null,null,1]
[null,"LAS9320",1,null,null,1,null,null,1,null,null,1]
[null,"LAS951",null,1,null,null,1,null,null,1,null,null,1]
[null,"LAU9068",1,null,null,1,null,null,1,null,null,1]
[null,"LC0094",null,null,1,null,null,1,null,null,1]
[null,"LC0095",null,null,1,null,null,1,null,null,1]
[null,"LC0096",null,null,1,null,null,1,null,null,1]
[null,"LEC001",1,1,null,1,1,null,1,1,null,1,1]
[null,"LI0030",null,null,1,null,null,1,null,null,null,null,null,1]
[null,"LIF001",1,null,null,1,null,null,1,null,null,1]
[null,"LIF003",null,1,null,null,1,null,null,1,null,null,1]
[null,"LIG001",1,null,null,1,null,null,1,null,null,1]
[null,"LIG003",1,1,1,1,1,1,1,1,null,1,1,1]
[null,"LIG005",1,null,null,1,null,null,1,null,null,1]
[null,"LIG015",1,1,null,1,1,null,1,1,null,1,1]
[null,"LIG025",1,1,null,1,1,null,1,1,null,1,1]
[null,"LIG031",1,1,null,1,1,null,1,1,null,1,1]
[null,"LIG034",1,null,null,1,null,null,1,null,null,1]
[null,"LIG046",1,null,null,1,null,null,1,null,null,1]
[null,"LIG049",1,null,null,1,null,null,1,null,null,1]
[null,"LIG050",1,1,null,1,1,null,1,1,null,1,1]
[null,"LIG052",1,1,null,1,1,null,1,1,null,1,1]
[null,"LIG053",1,1,1,1,1,1,1,1,null,1,1,1]
[null,"LIG055",1,1,null,1,1,null,1,1,null,1,1]
[null,"LIG058",1,1,null,1,1,null,1,1,null,1,1]
[null,"LIG063",1,1,null,1,1,null,1,1,null,1,1]
[null,"LIG069",null,1,null,null,1,null,null,1,null,null,1]
[null,"LIG071",null,null,1,null,null,1,null,null,1,null,null,1]
[null,"LIG072",null,1,1,null,1,1,null,1,1,null,1,1]
[null,"LIG073",1,1,1,1,1,1,1,1,1,1,1,1]
[null,"LIG074",1,1,null,1,1,null,1,1,null,1,1]
[null,"LIG081",1,1,null,1,1,null,1,1,null,1,1]
[null,"LIG096",1,1,1,1,1,1,1,1,1,1,1,1]
[null,"LIG135",null,null,1,null,null,1,null,null,1,null,null,1]
[null,"LIG138",1,null,1,1,null,1,1,null,1,1,null,1]
[null,"LIG508",null,null,1,null,null,1,null,null,null,null,null,1]
[null,"LIG901",null,null,1,null,null,1,null,null,1,null,null,1]
[null,"LIG906",null,null,1,null,null,1,null,null,null,null,null,1]
[null,"LIG950",null,1,null,null,1,null,null,1,null,null,1]
[null,"LIG951",null,1,null,null,1,null,null,1,null,null,1]
[null,"LOC001",null,1,null,null,1,null,null,1,null,null,1]
[null,"LOC002",1,null,null,1,null,null,1,null,null,1]
[null,"LOC003",null,1,null,null,1,null,null,1,null,null,1]
[null,"LOC004",1,null,null,1,null,null,1,null,null,1]
[null,"LOC005",1,1,null,1,1,null,1,1,null,1,1]
[null,"LOC009",null,1,null,null,1,null,null,1,null,null,1]
[null,"LOC010",1,1,null,1,1,null,1,1,null,1,1]
[null,"LOC012",1,1,null,1,1,null,1,1,null,1,1]
[null,"LOC014",null,1,null,null,1,null,null,1,null,null,1]
[null,"LOC015",null,1,null,null,1,null,null,1,null,null,1]
[null,"LOC019",null,1,null,null,1,null,null,1,null,null,1]
[null,"LOC030",1,null,null,1,null,null,1,null,null,1]
[null,"LOC032",1,null,null,1,null,null,1,null,null,1]
[null,"LOU002",1,null,null,1,null,null,1,null,null,1]
[null,"LOU003",1,null,null,1,null,null,1,null,null,1]
[null,"LOU900",null,null,1,null,null,1,null,null,1,null,null,1]
[null,"LST030",1,1,null,1,1,null,1,1,null,1,1]
[null,"LST059",1,null,null,1,null,null,1,null,null,1]
[null,"LWB012",1,null,null,1,null,null,1,null,null,1]
[null,"LWB015",1,null,null,1,null,null,1,null,null,1]
[null,"LWB052",1,null,null,1,null,null,1,null,null,1]
[null,"LWB055",1,null,null,1,null,null,1,null,null,1]
[null,"LWB072",1,null,null,1,null,null,1,null,null,1]
[null,"LWB075",1,1,null,1,1,null,1,1,null,1,1]
[null,"LWB085",1,null,null,1,null,null,1,null,null,1]
[null,"LWB090",1,null,null,1,null,null,1,null,null,1]
[null,"LWS055",1,null,null,1,null,null,1,null,null,1]
[null,"LWS081",1,1,null,1,1,null,1,1,null,1,1]
[null,"LWS175",1,null,null,1,null,null,1,null,null,1]
[null,"LY0035",null,null,1,null,null,1,null,null,1,null,null,1]
[null,"LY0050",null,null,1,null,null,1,null,null,null,null,null,1]
[null,"LY0051",null,null,1,null,null,1,null,null,null,null,null,1]
[null,"MAC009",1,null,null,1,null,null,1,null,null,1]
[null,"MAC035",1,null,null,1,null,null,1,null,null,1]
[null,"MAC046",null,1,null,null,1,null,null,1,null,null,1]
[null,"MAC047",1,null,null,1,null,null,1,null,null,1]
[null,"MAC048",1,null,null,1,null,null,1,null,null,1]
[null,"MAN9003",1,null,null,1,null,null,1,null,null,1]
[null,"MAT003",null,1,null,null,1,null,null,1,null,null,1]
[null,"MAT004",1,1,null,1,1,null,1,1,null,1,1]
[null,"MAT006",1,1,null,1,1,null,1,1,null,1,1]
[null,"MAT008",1,null,null,1,null,null,1,null,null,1]
[null,"MAT010",1,1,null,1,1,null,1,1,null,1,1]
[null,"MEA001",null,null,1,null,null,1,null,null,1,null,null,1]
[null,"MET005",1,null,null,1,null,null,1,null,null,1]
[null,"MIC020",1,1,null,1,1,null,1,1,null,1,1]
[null,"MIC023",1,1,null,1,1,null,1,1,null,1,1]
[null,"MIC024",null,1,null,null,1,null,null,1,null,null,1]
[null,"MIC025",1,null,null,1,null,null,1,null,null,1]
[null,"MIC028",1,null,null,1,null,null,1,null,null,1]
[null,"MIC029",1,1,null,1,1,null,1,1,null,1,1]
[null,"MIC035",null,2,null,null,2,null,null,2,null,null,2]
[null,"MIC950",null,1,null,null,1,null,null,1,null,null,1]
[null,"MIC9690",1,null,null,1,null,null,1,null,null,1]
[null,"MIL9500",1,null,null,1,null,null,1,null,null,1]
[null,"MIR001",1,1,null,1,1,null,1,1,null,1,1]
[null,"MIR002",1,null,null,1,null,null,1,null,null,1]
[null,"MIR003",1,1,null,1,1,null,1,1,null,1,1]
[null,"MIR004",1,1,null,1,1,null,1,1,null,1,1]
[null,"MIR005",null,1,null,null,1,null,null,1,null,null,1]
[null,"MIR008",null,null,1,null,null,1,null,null,1,null,null,1]
[null,"MIR010",1,1,null,1,1,null,1,1,null,1,1]
[null,"MIR012",1,null,null,1,null,null,1,null,null,1]
[null,"MIR023",null,1,null,null,1,null,null,1,null,null,1]
[null,"MIR024",1,1,null,1,1,null,1,1,null,1,1]
[null,"MIR026",1,null,null,1,null,null,1,null,null,1]
[null,"MIR930",null,null,1,null,null,1,null,null,1,null,null,1]
[null,"MIX009",1,null,null,1,null,null,1,null,null,1]
[null,"MNT001",1,null,null,1,null,null,1,null,null,1]
[null,"MNT002",1,1,null,1,1,null,1,1,null,1,1]
[null,"MNT010",1,null,null,1,null,null,1,null,null,1]
[null,"MNT012",1,null,null,1,null,null,1,null,null,1]
[null,"MNT020",1,null,null,1,null,null,1,null,null,1]
[null,"MNT021",1,1,null,1,1,null,1,1,null,1,1]
[null,"MNT030",null,1,null,null,1,null,null,1,null,null,1]
[null,"MNT040",1,1,null,1,1,null,1,1,null,1,1]
[null,"MNT9100",1,null,null,1,null,null,1,null,null,1]
[null,"MON004",null,1,null,null,1,null,null,1,null,null,1]
[null,"MON013",1,1,null,1,1,null,1,1,null,1,1]
[null,"MON014",1,null,null,1,null,null,1,null,null,1]
[null,"MON016",null,1,null,null,1,null,null,1,null,null,1]
[null,"MON017",1,null,null,1,null,null,1,null,null,1]
[null,"MON018",1,null,null,1,null,null,1,null,null,1]
[null,"MON032",1,null,null,1,null,null,1,null,null,1]
[null,"MON042",1,null,null,1,null,null,1,null,null,1]
[null,"MON051",1,1,null,1,1,null,1,1,null,1,1]
[null,"MON920",null,null,1,null,null,1,null,null,1,null,null,1]
[null,"MON9362",1,null,null,1,null,null,1,null,null,1]
[null,"MON9365",1,null,null,1,null,null,1,null,null,1]
[null,"MON9378",1,null,null,1,null,null,1,null,null,1]
[null,"MON9390",1,null,null,1,null,null,1,null,null,1]
[null,"MON950",null,1,null,null,1,null,null,1,null,null,1]
[null,"MON951",null,1,null,null,1,null,null,1,null,null,1]
[null,"MON961",1,null,null,1,null,null,1,null,null,1]
[null,"MSC001",1,1,null,1,1,null,1,1,null,1,1]
[null,"MSC002",1,1,null,1,1,null,1,1,null,1,1]
[null,"MSC003",1,null,null,1,null,null,1,null,null,1]
[null,"MSC041",1,null,null,1,null,null,1,null,null,1]
[null,"MSC081",1,null,null,1,null,null,1,null,null,1]
[null,"MSC082",1,null,null,1,null,null,1,null,null,1]
[null,"MSC083",1,null,null,1,null,null,1,null,null,1]
[null,"MSC085",1,1,null,1,1,null,1,1,null,1,1]
[null,"MSC086",1,null,null,1,null,null,1,null,null,1]
[null,"MSC091",1,1,null,1,1,null,1,1,null,1,1]
[null,"MSC092",1,1,null,1,1,null,1,1,null,1,1]
[null,"MSC096",1,null,null,1,null,null,1,null,null,1]
[null,"MSC122",null,1,null,null,1,null,null,1,null,null,1]
[null,"MSC123",1,null,null,1,null,null,1,null,null,1]
[null,"MSC127",1,null,null,1,null,null,1,null,null,1]
[null,"MSC128",1,null,null,1,null,null,1,null,null,1]
[null,"MSC145",1,null,null,1,null,null,1,null,null,1]
[null,"MSC153",null,1,null,null,1,null,null,1,null,null,1]
[null,"MSC173",null,1,null,null,1,null,null,1,null,null,1]
[null,"MSC182",1,1,null,1,1,null,1,1,null,1,1]
[null,"MSC183",1,1,null,1,1,null,1,1,null,1,1]
[null,"MSC186",1,1,null,1,1,null,1,1,null,1,1]
[null,"MSC187",1,1,null,1,1,null,1,1,null,1,1]
[null,"MSC188",1,1,null,1,1,null,1,1,null,1,1]
[null,"MSC192",1,1,null,1,1,null,1,1,null,1,1]
[null,"MSC193",1,1,null,1,1,null,1,1,null,1,1]
[null,"MSC196",1,null,null,1,null,null,1,null,null,1]
[null,"MSC197",1,1,null,1,1,null,1,1,null,1,1]
[null,"MSC198",1,1,null,1,1,null,1,1,null,1,1]
[null,"MSC253",1,null,null,1,null,null,1,null,null,1]
[null,"MSC261",1,1,null,1,1,null,1,1,null,1,1]
[null,"MSC262",1,null,null,1,null,null,1,null,null,1]
[null,"MSC263",1,1,null,1,1,null,1,1,null,1,1]
[null,"MSC264",1,1,null,1,1,null,1,1,null,1,1]
[null,"MSC501",1,null,null,1,null,null,1,null,null,1]
[null,"MSC503",1,1,null,1,1,null,1,1,null,1,1]
[null,"MSC504",1,null,null,1,null,null,1,null,null,1]
[null,"MSC505",1,null,null,1,null,null,1,null,null,1]
[null,"MSC511",1,null,null,1,null,null,1,null,null,1]
[null,"MSC520",1,1,null,1,1,null,1,1,null,1,1]
[null,"MSC521",1,null,null,1,null,null,1,null,null,1]
[null,"MSC612",1,null,null,1,null,null,1,null,null,1]
[null,"MSF006",1,null,null,1,null,null,1,null,null,1]
[null,"MSF007",1,null,null,1,null,null,1,null,null,1]
[null,"MSF021",1,1,null,1,1,null,1,1,null,1,1]
[null,"MSF022",1,1,null,1,1,null,1,1,null,1,1]
[null,"MSF026",1,1,null,1,1,null,1,1,null,1,1]
[null,"MSF027",1,1,null,1,1,null,1,1,null,1,1]
[null,"MST001",1,1,null,1,1,null,1,1,null,1,1]
[null,"MST002",1,null,null,1,null,null,1,null,null,1]
[null,"MST005",1,1,null,1,1,null,1,1,null,1,1]
[null,"MST007",1,null,null,1,null,null,1,null,null,1]
[null,"MSW001",1,1,null,1,1,null,1,1,null,1,1]
[null,"MSW002",1,1,null,1,1,null,1,1,null,1,1]
[null,"MSW004",1,null,null,1,null,null,1,null,null,1]
[null,"MSW011",null,1,null,null,1,null,null,1,null,null,1]
[null,"MSW012",1,null,null,1,null,null,1,null,null,1]
[null,"MSW013",1,1,null,1,1,null,1,1,null,1,1]
[null,"MSW014",1,1,null,1,1,null,1,1,null,1,1]
[null,"MSW015",1,1,null,1,1,null,1,1,null,1,1]
[null,"MSW020",1,null,null,1,null,null,1,null,null,1]
[null,"MSW022",null,1,null,null,1,null,null,1,null,null,1]
[null,"MSW025",1,null,null,1,null,null,1,null,null,1]
[null,"MSW028",1,null,null,1,null,null,1,null,null,1]
[null,"MSW034",1,null,null,1,null,null,1,null,null,1]
[null,"MSW040",1,null,null,1,null,null,1,null,null,1]
[null,"MSW060",1,1,null,1,1,null,1,1,null,1,1]
[null,"MSW062",1,1,null,1,1,null,1,1,null,1,1]
[null,"MSW065",1,1,null,1,1,null,1,1,null,1,1]
[null,"MSW068",1,null,null,1,null,null,1,null,null,1]
[null,"MSW074",1,1,null,1,1,null,1,1,null,1,1]
[null,"MSW080",1,1,null,1,1,null,1,1,null,1,1]
[null,"NCU001",1,1,1,1,1,1,1,1,1,1,1,1]
[null,"NOQ9990",1,null,null,1,null,null,1,null,null,1]
[null,"OH0008",null,null,1,null,null,1,null,null,1,null,null,1]
[null,"OH0014",null,null,1,null,null,1,null,null,1,null,null,1]
[null,"OH0015",null,null,1,null,null,1,null,null,1,null,null,1]
[null,"ON0016",null,null,1,null,null,1,null,null,1,null,null,1]
[null,"ON0017",null,null,1,null,null,1,null,null,1,null,null,1]
[null,"ON0077",null,null,1,null,null,1,null,null,1,null,null,1]
[null,"ON0078",null,null,1,null,null,1,null,null,1,null,null,1]
[null,"OPE022",null,1,null,null,1,null,null,1,null,null,1]
[null,"ORG001",null,1,null,null,1,null,null,1,null,null,1]
[null,"OUT002",1,null,1,1,null,1,1,null,1,1,null,1]
[null,"OUT004",1,null,1,1,null,1,1,null,1,1,null,1]
[null,"OUT005",1,null,1,1,null,1,1,null,1,1,null,1]
[null,"OUT005M",null,null,1,null,null,1,null,null,1,null,null,1]
[null,"OUT006",1,null,null,1,null,null,1,null,null,1]
[null,"OUT006H",null,null,1,null,null,1,null,null,1,null,null,1]
[null,"OUT006M",null,null,1,null,null,1,null,null,1,null,null,1]
[null,"OUT009",1,null,null,1,null,null,1,null,null,1]
[null,"OUT010",1,null,null,1,null,null,1,null,null,1]
[null,"OUT010H",null,null,1,null,null,1,null,null,1,null,null,1]
[null,"OUT010L",null,null,1,null,null,1,null,null,1,null,null,1]
[null,"OUT010M",null,null,1,null,null,1,null,null,1,null,null,1]
[null,"OUT011",1,null,null,1,null,null,1,null,null,1]
[null,"OUT012",1,null,null,1,null,null,1,null,null,1]
[null,"OUT021",1,null,null,1,null,null,1,null,null,1]
[null,"OUT025",1,null,null,1,null,null,1,null,null,1]
[null,"OUT026",1,null,null,1,null,null,1,null,null,1]
[null,"OUT030",1,null,null,1,null,null,1,null,null,1]
[null,"OUT032",1,null,2,1,null,2,1,null,2,1,null,2]
[null,"OUT046",1,null,1,1,null,1,1,null,1,1,null,1]
[null,"OUT049",1,null,1,1,null,1,1,null,1,1,null,1]
[null,"OUT050",1,null,1,1,null,1,1,null,1,1,null,1]
[null,"OUT052",1,null,null,1,null,null,1,null,null,1]
[null,"OUT053",1,null,null,1,null,null,1,null,null,1]
[null,"OUT055",1,null,null,1,null,null,1,null,null,1]
[null,"OUT056",1,null,null,1,null,null,1,null,null,1]
[null,"OUT059",1,null,null,1,null,null,1,null,null,1]
[null,"OUT05H",null,null,1,null,null,1,null,null,1,null,null,1]
[null,"OUT05L",null,null,1,null,null,1,null,null,1,null,null,1]
[null,"OUT061",1,null,1,1,null,1,1,null,1,1,null,1]
[null,"OUT062",1,null,null,1,null,null,1,null,null,1]
[null,"OUT063",1,null,1,1,null,1,1,null,1,1,null,1]
[null,"OUT067",1,null,null,1,null,null,1,null,null,1]
[null,"OUT075",1,null,null,1,null,null,1,null,null,1]
[null,"OUT079",1,null,null,1,null,null,1,null,null,1]
[null,"OUT081",1,null,null,1,null,null,1,null,null,1]
[null,"OUT086",1,null,null,1,null,null,1,null,null,1]
[null,"OUT096",1,null,null,1,null,null,1,null,null,1]
[null,"OUT115",1,null,null,1,null,null,1,null,null,1]
[null,"OUT116",1,null,null,1,null,null,1,null,null,1]
[null,"OUT121",1,null,1,1,null,1,1,null,1,1,null,1]
[null,"OUT122",1,null,null,1,null,null,1,null,null,1]
[null,"OUT126",1,null,null,1,null,null,1,null,null,1]
[null,"OUT131",1,null,null,1,null,null,1,null,null,1]
[null,"OUT133",1,null,null,1,null,null,1,null,null,1]
[null,"OUT135",1,null,null,1,null,null,1,null,null,1]
[null,"OUT151",1,null,null,1,null,null,1,null,null,1]
[null,"OUT206",1,null,1,1,null,1,1,null,1,1,null,1]
[null,"OUT207",1,null,1,1,null,1,1,null,1,1,null,1]
[null,"OUT208",1,null,null,1,null,null,1,null,null,1]
[null,"OUT209",1,null,null,1,null,null,1,null,null,1]
[null,"OUT210",1,null,null,1,null,null,1,null,null,1]
[null,"OUT215",1,null,null,1,null,null,1,null,null,1]
[null,"OUT216",1,null,null,1,null,null,1,null,null,1]
[null,"OUT217",1,null,null,1,null,null,1,null,null,1]
[null,"OUT301",1,null,1,1,null,1,1,null,1,1,null,1]
[null,"OUT315",1,null,null,1,null,null,1,null,null,1]
[null,"OUT341",1,null,null,1,null,null,1,null,null,1]
[null,"OUT342",1,null,null,1,null,null,1,null,null,1]
[null,"OUT345",1,null,null,1,null,null,1,null,null,1]
[null,"OUT349",1,null,null,1,null,null,1,null,null,1]
[null,"OUT351",1,null,null,1,null,null,1,null,null,1]
[null,"OUT406",1,null,null,1,null,null,1,null,null,1]
[null,"OUT452",1,null,1,1,null,1,1,null,1,1,null,1]
[null,"OUT453",1,null,null,1,null,null,1,null,null,1]
[null,"OUT454",1,null,null,1,null,null,1,null,null,1]
[null,"OUT460",1,null,2,1,null,2,1,null,2,1,null,2]
[null,"OUT461",1,null,null,1,null,null,1,null,null,1]
[null,"OUT463",1,null,null,1,null,null,1,null,null,1]
[null,"OUT470",1,null,null,1,null,null,1,null,null,1]
[null,"OUT471",1,null,1,1,null,1,1,null,1,1,null,1]
[null,"OUT475",1,null,null,1,null,null,1,null,null,1]
[null,"OUT476",1,null,1,1,null,1,1,null,1,1,null,1]
[null,"OUT480",1,null,null,1,null,null,1,null,null,1]
[null,"OUT481",1,null,1,1,null,1,1,null,1,1,null,1]
[null,"OUT900",null,null,1,null,null,1,null,null,1,null,null,1]
[null,"OUT9002",1,null,null,1,null,null,1,null,null,1]
[null,"OUT9005",1,null,null,1,null,null,1,null,null,1]
[null,"OUT9006",1,null,null,1,null,null,1,null,null,1]
[null,"OUT9007",1,null,null,1,null,null,1,null,null,1]
[null,"OUT9008",1,null,null,1,null,null,1,null,null,1]
[null,"OUT902",null,null,1,null,null,1,null,null,1,null,null,1]
[null,"OUT903",null,null,1,null,null,1,null,null,1,null,null,1]
[null,"OUT909",1,null,1,1,null,1,1,null,1,1,null,1]
[null,"OUT914",null,null,1,null,null,1,null,null,1,null,null,1]
[null,"OUT916",null,null,1,null,null,1,null,null,1,null,null,1]
[null,"OUT917",null,null,1,null,null,1,null,null,1,null,null,1]
[null,"OUT918",null,null,1,null,null,1,null,null,1,null,null,1]
[null,"OUT919",null,null,1,null,null,1,null,null,1,null,null,1]
[null,"OUT921",null,null,1,null,null,1,null,null,1,null,null,1]
[null,"OUT925",null,null,1,null,null,1,null,null,1,null,null,1]
[null,"OUT926",null,null,1,null,null,1,null,null,1,null,null,1]
[null,"OUT927",null,null,1,null,null,1,null,null,1,null,null,1]
[null,"OUT928",null,null,1,null,null,1,null,null,1,null,null,1]
[null,"OUT929",null,null,1,null,null,1,null,null,1,null,null,1]
[null,"OUT931",null,null,1,null,null,1,null,null,1,null,null,1]
[null,"OUT932",null,null,1,null,null,1,null,null,1,null,null,1]
[null,"OUT933",null,null,1,null,null,1,null,null,1,null,null,1]
[null,"OUT934",null,null,1,null,null,1,null,null,1,null,null,1]
[null,"OUT935",null,null,1,null,null,1,null,null,1,null,null,1]
[null,"OUT936",null,null,1,null,null,1,null,null,1,null,null,1]
[null,"OUT937",null,null,1,null,null,1,null,null,1,null,null,1]
[null,"OUT950",1,null,null,1,null,null,1,null,null,1]
[null,"OUT9560",1,null,null,1,null,null,1,null,null,1]
[null,"OUT9590",1,null,null,1,null,null,1,null,null,1]
[null,"OUT995",null,null,1,null,null,1,null,null,1,null,null,1]
[null,"OVE010",1,null,null,1,null,null,1,null,null,1]
[null,"OVE011",null,1,null,null,1,null,null,1,null,null,1]
[null,"OVE013",1,1,null,1,1,null,1,1,null,1,1]
[null,"OVE015",1,1,null,1,1,null,1,1,null,1,1]
[null,"PAL001",null,1,null,null,1,null,null,1,null,null,1]
[null,"PAN031",null,1,null,null,1,null,null,1,null,null,1]
[null,"PAN052",1,null,null,1,null,null,1,null,null,1]
[null,"PAN053",1,null,null,1,null,null,1,null,null,1]
[null,"PAN061",null,null,1,null,null,1,null,null,null,null,null,1]
[null,"PAN069",1,null,null,1,null,null,1,null,null,1]
[null,"PAN160",1,1,1,1,1,1,1,1,1,1,1,1]
[null,"PAN165",null,1,null,null,1,null,null,1,null,null,1]
[null,"PAN900",1,null,null,1,null,null,1,null,null,1]
[null,"PAN9000",1,null,null,1,null,null,1,null,null,1]
[null,"PAN901",1,null,1,1,null,1,1,null,1,1,null,1]
[null,"PAN904",1,null,1,1,null,1,1,null,1,1,null,1]
[null,"PAN909",null,null,1,null,null,1,null,null,null,null,null,1]
[null,"PAR018",1,null,null,1,null,null,1,null,null,1]
[null,"PAR021",1,null,null,1,null,null,1,null,null,1]
[null,"PAS002",1,1,null,1,1,null,1,1,null,1,1]
[null,"PEG001",1,1,null,1,1,null,1,1,null,1,1]
[null,"PEG005",1,null,null,1,null,null,1,null,null,1]
[null,"PEN001",1,1,null,1,1,null,1,1,null,1,1]
[null,"PEN002",1,1,1,1,1,1,1,1,null,1,1,1]
[null,"PEN006",1,1,null,1,1,null,1,1,null,1,1]
[null,"PEN007",null,null,1,null,null,1,null,null,null,null,null,1]
[null,"PEN009",1,null,null,1,null,null,1,null,null,1]
[null,"PEN010",1,1,1,1,1,1,1,1,null,1,1,1]
[null,"PEN013",1,1,null,1,1,null,1,1,null,1,1]
[null,"PEN015",null,1,null,null,1,null,null,1,null,null,1]
[null,"PEN017",1,null,null,1,null,null,1,null,null,1]
[null,"PEN020",1,1,null,1,1,null,1,1,null,1,1]
[null,"PEN025",1,null,null,1,null,null,1,null,null,1]
[null,"PEN040",1,null,null,1,null,null,1,null,null,1]
[null,"PEN900",null,1,null,null,1,null,null,1,null,null,1]
[null,"PG0030",null,null,1,null,null,1,null,null,1,null,null,1]
[null,"PG0031",null,null,1,null,null,1,null,null,1,null,null,1]
[null,"PG0032",null,null,1,null,null,1,null,null,1,null,null,1]
[null,"PG0044",null,null,1,null,null,1,null,null,1,null,null,1]
[null,"PG0072",null,null,1,null,null,1,null,null,1,null,null,1]
[null,"PIG008",1,1,null,1,1,null,1,1,null,1,1]
[null,"PIG016",null,1,null,null,1,null,null,1,null,null,1]
[null,"PIG024",null,null,1,null,null,1,null,null,1,null,null,1]
[null,"PIR001",1,null,null,1,null,null,1,null,null,1]
[null,"PLA002",1,1,null,1,1,null,1,1,null,1,1]
[null,"PLA021",null,1,null,null,1,null,null,1,null,null,1]
[null,"PM0022",null,null,1,null,null,1,null,null,1,null,null,1]
[null,"PNU001",null,null,1,null,null,1,null,null,1,null,null,1]
[null,"PP0006",null,null,1,null,null,1,null,null,1,null,null,1]
[null,"PP0009",null,null,1,null,null,1,null,null,1,null,null,1]
[null,"PP0138",null,null,1,null,null,1,null,null,1,null,null,1]
[null,"PP0139",null,null,1,null,null,1,null,null,1,null,null,1]
[null,"PP0158",null,null,1,null,null,1,null,null,1,null,null,1]
[null,"PP0159",null,null,1,null,null,1,null,null,1,null,null,1]
[null,"PP0160",null,null,1,null,null,1,null,null,1,null,null,1]
[null,"PP0172",null,null,1,null,null,1,null,null,1,null,null,1]
[null,"PP0174",null,null,1,null,null,1,null,null,1,null,null,1]
[null,"PP0227",null,null,1,null,null,1,null,null,1,null,null,1]
[null,"PP0254",null,null,1,null,null,1,null,null,1,null,null,1]
[null,"PP0262",null,null,1,null,null,1,null,null,1,null,null,1]
[null,"PP0375",null,null,1,null,null,1,null,null,1,null,null,1]
[null,"PP0394",null,null,1,null,null,1,null,null,1,null,null,1]
[null,"PP0406",null,null,1,null,null,1,null,null,1,null,null,1]
[null,"PP0423",null,null,1,null,null,1,null,null,1,null,null,1]
[null,"PP0441",null,null,1,null,null,1,null,null,1,null,null,1]
[null,"PRE900",null,null,1,null,null,1,null,null,1,null,null,1]
[null,"PRI010",1,null,null,1,null,null,1,null,null,1]
[null,"PRI015",1,1,null,1,1,null,1,1,null,1,1]
[null,"PRI017",1,null,null,1,null,null,1,null,null,1]
[null,"PRO001",null,1,null,null,1,null,null,1,null,null,1]
[null,"PRO016",1,1,null,1,1,null,1,1,null,1,1]
[null,"PRO023",1,1,null,1,1,null,1,1,null,1,1]
[null,"PRO026",1,null,null,1,null,null,1,null,null,1]
[null,"PRO9004",1,null,null,1,null,null,1,null,null,1]
[null,"PRO950",null,1,null,null,1,null,null,1,null,null,1]
[null,"PS0011",null,null,1,null,null,1,null,null,1,null,null,1]
[null,"PS0121",null,null,1,null,null,1,null,null,1,null,null,1]
[null,"PUM9920",1,null,null,1,null,null,1,null,null,1]
[null,"PV0003",null,null,1,null,null,1,null,null,1,null,null,1]
[null,"PV0021",null,null,1,null,null,1,null,null,1,null,null,1]
[null,"PZ0013",null,null,1,null,null,1,null,null,1,null,null,1]
[null,"PZ0014",null,null,1,null,null,1,null,null,1,null,null,1]
[null,"RAC001",1,1,1,1,1,1,1,1,1,1,1,1]
[null,"RAC010",null,1,null,null,1,null,null,1,null,null,1]
[null,"RAC018",null,1,null,null,1,null,null,1,null,null,1]
[null,"RAC023",1,1,null,1,1,null,1,1,null,1,1]
[null,"RAC026",1,null,null,1,null,null,1,null,null,1]
[null,"RAC062",1,1,null,1,1,null,1,1,null,1,1]
[null,"RAC069",1,1,null,1,1,null,1,1,null,1,1]
[null,"RAC070",null,null,1,null,null,1,null,null,1,null,null,1]
[null,"RAC089",1,1,null,1,1,null,1,1,null,1,1]
[null,"RAC090",1,1,1,1,1,1,1,1,1,1,1,1]
[null,"RAC091",1,1,1,1,1,1,1,1,1,1,1,1]
[null,"RAC094",1,1,null,1,1,null,1,1,null,1,1]
[null,"RAC096",null,1,null,null,1,null,null,1,null,null,1]
[null,"RAC097",null,1,null,null,1,null,null,1,null,null,1]
[null,"RAC120",null,1,null,null,1,null,null,1,null,null,1]
[null,"RAC155",1,null,null,1,null,null,1,null,null,1]
[null,"RAC167",1,null,null,1,null,null,1,null,null,1]
[null,"RAC193",null,1,null,null,1,null,null,1,null,null,1]
[null,"RAC196",1,1,1,1,1,1,1,1,1,1,1,1]
[null,"RAC197",1,1,null,1,1,null,1,1,null,1,1]
[null,"RAC198",null,1,null,null,1,null,null,1,null,null,1]
[null,"RAC206",null,1,null,null,1,null,null,1,null,null,1]
[null,"RAC215",null,1,null,null,1,null,null,1,null,null,1]
[null,"RAC222",1,null,null,1,null,null,1,null,null,1]
[null,"RAC320",1,null,null,1,null,null,1,null,null,1]
[null,"RAC352",1,null,null,1,null,null,1,null,null,1]
[null,"RAC353",null,1,null,null,1,null,null,1,null,null,1]
[null,"RAC354",1,1,1,1,1,1,1,1,1,1,1,1]
[null,"RAC362",1,1,null,1,1,null,1,1,null,1,1]
[null,"RAC379",1,1,null,1,1,null,1,1,null,1,1]
[null,"RAC381",null,1,null,null,1,null,null,1,null,null,1]
[null,"RAC403",1,1,null,1,1,null,1,1,null,1,1]
[null,"RAC405",null,1,1,null,1,1,null,1,1,null,1,1]
[null,"RAC406",1,null,null,1,null,null,1,null,null,1]
[null,"RAC410",1,1,null,1,1,null,1,1,null,1,1]
[null,"RAC416",1,1,null,1,1,null,1,1,null,1,1]
[null,"RAC417",1,1,null,1,1,null,1,1,null,1,1]
[null,"RAC420",1,1,null,1,1,null,1,1,null,1,1]
[null,"RAC422",1,null,null,1,null,null,1,null,null,1]
[null,"RAC424",null,1,null,null,1,null,null,1,null,null,1]
[null,"RAC425",1,1,null,1,1,null,1,1,null,1,1]
[null,"RAC436",1,null,null,1,null,null,1,null,null,1]
[null,"RAC440",1,1,null,1,1,null,1,1,null,1,1]
[null,"RAC445",1,1,null,1,1,null,1,1,null,1,1]
[null,"RAC450",1,1,null,1,1,null,1,1,null,1,1]
[null,"RAC901",null,null,1,null,null,1,null,null,1,null,null,1]
[null,"RAC904",null,null,1,null,null,1,null,null,1,null,null,1]
[null,"RAC910",null,null,1,null,null,1,null,null,1,null,null,1]
[null,"RAC912",null,null,1,null,null,1,null,null,1,null,null,1]
[null,"RAI003",1,1,null,1,1,null,1,1,null,1,1]
[null,"RAI021",null,1,null,null,1,null,null,1,null,null,1]
[null,"RAI022",null,1,null,null,1,null,null,1,null,null,1]
[null,"RAI048",1,1,1,1,1,1,1,1,1,1,1,1]
[null,"RAI049",null,1,null,null,1,null,null,1,null,null,1]
[null,"RAI056",1,1,null,1,1,null,1,1,null,1,1]
[null,"RAI061",1,1,1,1,1,1,1,1,1,1,1,1]
[null,"RAI062",1,1,null,1,1,null,1,1,null,1,1]
[null,"RAI065",null,1,null,null,1,null,null,1,null,null,1]
[null,"RAI076",1,1,null,1,1,null,1,1,null,1,1]
[null,"RAI078",1,1,null,1,1,null,1,1,null,1,1]
[null,"RAI079",1,1,null,1,1,null,1,1,null,1,1]
[null,"RAI080",null,1,null,null,1,null,null,1,null,null,1]
[null,"RAI081",1,1,null,1,1,null,1,1,null,1,1]
[null,"RAI082",null,1,null,null,1,null,null,1,null,null,1]
[null,"RAI083",null,1,null,null,1,null,null,1,null,null,1]
[null,"RAI084",1,1,null,1,1,null,1,1,null,1,1]
[null,"RAI087",null,1,1,null,1,1,null,1,1,null,1,1]
[null,"RAI088",1,1,null,1,1,null,1,1,null,1,1]
[null,"RAI089",1,1,null,1,1,null,1,1,null,1,1]
[null,"RAI091",null,1,null,null,1,null,null,1,null,null,1]
[null,"RAI130",1,null,null,1,null,null,1,null,null,1]
[null,"RAI132",1,null,null,1,null,null,1,null,null,1]
[null,"RAI134",1,1,1,1,1,1,1,1,1,1,1,1]
[null,"RAI136",1,1,null,1,1,null,1,1,null,1,1]
[null,"RAI146",null,1,1,null,1,1,null,1,1,null,1,1]
[null,"RAI151",null,null,1,null,null,1,null,null,1,null,null,1]
[null,"RAI158",1,null,null,1,null,null,1,null,null,1]
[null,"RAI159",1,null,null,1,null,null,1,null,null,1]
[null,"RAI161",1,1,1,1,1,1,1,1,1,1,1,1]
[null,"RAI164",1,null,null,1,null,null,1,null,null,1]
[null,"RAI167",null,1,null,null,1,null,null,1,null,null,1]
[null,"RAI171",null,null,1,null,null,1,null,null,1,null,null,1]
[null,"RAI172",1,null,null,1,null,null,1,null,null,1]
[null,"RAI174",1,null,null,1,null,null,1,null,null,1]
[null,"RAI175",1,1,null,1,1,null,1,1,null,1,1]
[null,"RAI184",1,1,null,1,1,null,1,1,null,1,1]
[null,"RAI260",1,1,null,1,1,null,1,1,null,1,1]
[null,"RAI262",1,1,null,1,1,null,1,1,null,1,1]
[null,"RAI266",null,1,null,null,1,null,null,1,null,null,1]
[null,"RAI267",1,null,null,1,null,null,1,null,null,1]
[null,"RAI277",1,null,null,1,null,null,1,null,null,1]
[null,"RAI906",null,null,1,null,null,1,null,null,1,null,null,1]
[null,"RAI907",null,null,1,null,null,1,null,null,1,null,null,1]
[null,"RAI915",null,null,1,null,null,1,null,null,1,null,null,1]
[null,"RAI916",null,null,1,null,null,1,null,null,1,null,null,1]
[null,"RAI971",null,null,1,null,null,1,null,null,1,null,null,1]
[null,"REC005",1,1,null,1,1,null,1,1,null,1,1]
[null,"REC030",1,1,null,1,1,null,1,1,null,1,1]
[null,"REC032",1,null,null,1,null,null,1,null,null,1]
[null,"REC9002",1,null,null,1,null,null,1,null,null,1]
[null,"REF021",null,1,null,null,1,null,null,1,null,null,1]
[null,"REF042",1,1,null,1,1,null,1,1,null,1,1]
[null,"REF053",1,1,null,1,1,null,1,1,null,1,1]
[null,"REF058",1,1,null,1,1,null,1,1,null,1,1]
[null,"REF059",1,1,null,1,1,null,1,1,null,1,1]
[null,"REF060",1,1,null,1,1,null,1,1,null,1,1]
[null,"REF062",1,1,null,1,1,null,1,1,null,1,1]
[null,"REF065",1,null,null,1,null,null,1,null,null,1]
[null,"REF066",1,1,null,1,1,null,1,1,null,1,1]
[null,"REF067",1,null,null,1,null,null,1,null,null,1]
[null,"REF070",null,1,null,null,1,null,null,1,null,null,1]
[null,"REF080",1,null,null,1,null,null,1,null,null,1]
[null,"REF081",null,1,null,null,1,null,null,1,null,null,1]
[null,"REF082",1,null,null,1,null,null,1,null,null,1]
[null,"REF083",1,null,null,1,null,null,1,null,null,1]
[null,"REF084",1,null,null,1,null,null,1,null,null,1]
[null,"REF087",1,null,null,1,null,null,1,null,null,1]
[null,"REF091",1,1,null,1,1,null,1,1,null,1,1]
[null,"REF103",1,1,null,1,1,null,1,1,null,1,1]
[null,"REF107",1,1,null,1,1,null,1,1,null,1,1]
[null,"REF108",null,1,null,null,1,null,null,1,null,null,1]
[null,"REF112",1,null,null,1,null,null,1,null,null,1]
[null,"REF120",1,1,null,1,1,null,1,1,null,1,1]
[null,"REF122",1,1,null,1,1,null,1,1,null,1,1]
[null,"REF125",null,1,null,null,1,null,null,1,null,null,1]
[null,"REF9366",1,null,null,1,null,null,1,null,null,1]
[null,"REF9870",1,null,null,1,null,null,1,null,null,1]
[null,"REG001",1,null,null,1,null,null,1,null,null,1]
[null,"REG9210",1,null,null,1,null,null,1,null,null,1]
[null,"REG9230",1,null,null,1,null,null,1,null,null,1]
[null,"REG9260",1,null,null,1,null,null,1,null,null,1]
[null,"REG9280",1,null,null,1,null,null,1,null,null,1]
[null,"RES002",1,1,null,1,1,null,1,1,null,1,1]
[null,"RES028",1,null,null,1,null,null,1,null,null,1]
[null,"RES030",1,null,null,1,null,null,1,null,null,1]
[null,"RIN001",1,1,null,1,1,null,1,1,null,1,1]
[null,"SAF001",1,null,null,1,null,null,1,null,null,1]
[null,"SAF005",1,1,null,1,1,null,1,1,null,1,1]
[null,"SAW9580",1,null,null,1,null,null,1,null,null,1]
[null,"SCA011",1,null,null,1,null,null,1,null,null,1]
[null,"SCA012",1,1,null,1,1,null,1,1,null,1,1]
[null,"SCA075",null,1,null,null,1,null,null,1,null,null,1]
[null,"SCA081",1,1,null,1,1,null,1,1,null,1,1]
[null,"SCA083",1,1,null,1,1,null,1,1,null,1,1]
[null,"SCA085",1,null,null,1,null,null,1,null,null,1]
[null,"SCA091",1,1,null,1,null,null,1,1,null,1]
[null,"SCA101",1,null,null,1,null,null,1,null,null,1]
[null,"SCA102",1,null,null,1,null,null,1,null,null,1]
[null,"SCA117",1,null,null,1,null,null,1,null,null,1]
[null,"SCA118",1,null,null,1,null,null,1,null,null,1]
[null,"SCA125",null,1,null,null,1,null,null,1,null,null,1]
[null,"SCR011",1,1,null,1,1,null,1,1,null,1,1]
[null,"SCR012",null,1,null,null,1,null,null,1,null,null,1]
[null,"SCR013",null,1,null,null,1,null,null,1,null,null,1]
[null,"SCR018",1,null,null,1,null,null,1,null,null,1]
[null,"SCR020",1,1,null,1,1,null,1,1,null,1,1]
[null,"SCR022",1,1,null,1,1,null,1,1,null,1,1]
[null,"SCR043",1,1,null,1,1,null,1,1,null,1,1]
[null,"SCR044",1,1,null,1,1,null,1,1,null,1,1]
[null,"SCR060",1,1,null,1,1,null,1,1,null,1,1]
[null,"SCR061",1,1,null,1,1,null,1,1,null,1,1]
[null,"SCR062",null,1,null,null,1,null,null,1,null,null,1]
[null,"SCR064",1,1,null,1,1,null,1,1,null,1,1]
[null,"SCR102",1,1,null,1,1,null,1,1,null,1,1]
[null,"SEA010",1,null,null,1,null,null,1,null,null,1]
[null,"SEA011",1,1,null,1,1,null,1,1,null,1,1]
[null,"SEA013",1,1,null,1,1,null,1,1,null,1,1]
[null,"SEA014",1,null,1,1,null,1,1,null,1,1,null,1]
[null,"SEA020",1,null,null,1,null,null,1,null,null,1]
[null,"SEA024",1,1,null,1,1,null,1,1,null,1,1]
[null,"SEC901",null,null,1,null,null,1,null,null,1,null,null,1]
[null,"SET001",1,null,null,1,null,null,1,null,null,1]
[null,"SET9802",1,null,null,1,null,null,1,null,null,1]
[null,"SEW001",1,null,null,1,null,null,1,null,null,1]
[null,"SHE061",1,1,null,1,1,null,1,1,null,1,1]
[null,"SHE063",1,1,null,1,1,null,1,1,null,1,1]
[null,"SHE068",null,1,null,null,1,null,null,1,null,null,1]
[null,"SHE071",1,1,null,1,1,null,1,1,null,1,1]
[null,"SHE073",null,1,null,null,1,null,null,1,null,null,1]
[null,"SHE081",1,1,null,1,1,null,1,1,null,1,1]
[null,"SHE083",1,1,null,1,1,null,1,1,null,1,1]
[null,"SHE100",1,null,null,1,null,null,1,null,null,1]
[null,"SHE101",1,null,null,1,null,null,1,null,null,1]
[null,"SHE102",1,null,null,1,null,null,1,null,null,1]
[null,"SHE104",1,null,null,1,null,null,1,null,null,1]
[null,"SHE128",1,null,null,1,null,null,1,null,null,1]
[null,"SHE135",1,null,null,1,null,null,1,null,null,1]
[null,"SHE200",1,1,null,1,1,null,1,1,null,1,1]
[null,"SHE201",1,1,null,1,1,null,1,1,null,1,1]
[null,"SHE202",1,1,null,1,1,null,1,1,null,1,1]
[null,"SHE203",1,1,null,1,1,null,1,1,null,1,1]
[null,"SHE209",1,1,null,1,1,null,1,1,null,1,1]
[null,"SHE210",null,1,null,null,1,null,null,1,null,null,1]
[null,"SHE211",1,1,1,1,1,1,1,1,1,1,1,1]
[null,"SHE212",1,1,null,1,1,null,1,1,null,1,1]
[null,"SHE220",1,null,null,1,null,null,1,null,null,1]
[null,"SHE221",1,1,null,1,1,null,1,1,null,1,1]
[null,"SHE222",1,1,null,1,1,null,1,1,null,1,1]
[null,"SHE223",1,1,null,1,1,null,1,1,null,1,1]
[null,"SHE224",null,null,1,null,null,1,null,null,1,null,null,1]
[null,"SHE230",null,1,null,null,1,null,null,1,null,null,1]
[null,"SHE231",1,1,null,1,1,null,1,1,null,1,1]
[null,"SHE232",1,1,null,1,1,null,1,1,null,1,1]
[null,"SHE233",1,1,null,1,1,null,1,1,null,1,1]
[null,"SHE240",1,1,null,1,1,null,1,1,null,1,1]
[null,"SHE241",1,1,null,1,1,null,1,1,null,1,1]
[null,"SHE242",1,1,null,1,1,null,1,1,null,1,1]
[null,"SHE243",1,1,null,1,1,null,1,1,null,1,1]
[null,"SHE249",1,1,null,1,1,null,1,1,null,1,1]
[null,"SHE250",1,null,null,1,null,null,1,null,null,1]
[null,"SHE251",1,1,null,1,1,null,1,1,null,1,1]
[null,"SHE252",1,1,null,1,1,null,1,1,null,1,1]
[null,"SHE253",1,null,null,1,null,null,1,null,null,1]
[null,"SHE261",1,1,null,1,1,null,1,1,null,1,1]
[null,"SHE263",null,1,null,null,1,null,null,1,null,null,1]
[null,"SHE271",null,null,1,null,null,1,null,null,1,null,null,1]
[null,"SHE281",1,null,null,1,null,null,1,null,null,1]
[null,"SHE457",1,1,null,1,1,null,1,1,null,1,1]
[null,"SHE460",1,null,null,1,null,null,1,null,null,1]
[null,"SHE462",null,1,null,null,1,null,null,1,null,null,1]
[null,"SHE469",1,1,null,1,1,null,1,1,null,1,1]
[null,"SHE472",null,1,null,null,1,null,null,1,null,null,1]
[null,"SHE477",null,1,null,null,1,null,null,1,null,null,1]
[null,"SHE482",1,1,null,1,1,null,1,1,null,1,1]
[null,"SHE572",1,1,null,1,1,null,1,1,null,1,1]
[null,"SHE576",null,1,null,null,1,null,null,1,null,null,1]
[null,"SHE590",1,1,null,1,1,null,1,1,null,1,1]
[null,"SHE700",null,null,1,null,null,1,null,null,1,null,null,1]
[null,"SHE901",null,null,1,null,null,1,null,null,1,null,null,1]
[null,"SHE905",null,null,1,null,null,1,null,null,1,null,null,1]
[null,"SHE906",null,null,1,null,null,1,null,null,1,null,null,1]
[null,"SHE961",null,null,1,null,null,1,null,null,1,null,null,1]
[null,"SHO002",1,1,1,1,1,1,1,1,1,1,1,1]
[null,"SHO004",null,1,null,null,1,null,null,1,null,null,1]
[null,"SHO005",1,1,null,1,1,null,1,1,null,1,1]
[null,"SHO006",null,1,null,null,1,null,null,1,null,null,1]
[null,"SHO007",1,null,null,1,null,null,1,null,null,1]
[null,"SHO009",1,1,null,1,1,null,1,1,null,1,1]
[null,"SHO017",1,null,null,1,null,null,1,null,null,1]
[null,"SHO018",1,null,1,1,null,1,1,null,1,1,null,1]
[null,"SHO020",1,null,null,1,null,null,1,null,null,1]
[null,"SHO025",1,null,1,1,null,1,1,null,1,1,null,1]
[null,"SHO908",null,null,1,null,null,1,null,null,1,null,null,1]
[null,"SHR001",1,null,null,1,null,null,1,null,null,1]
[null,"SHU900",null,null,1,null,null,1,null,null,1,null,null,1]
[null,"SIN011",null,1,null,null,1,null,null,1,null,null,1]
[null,"SIN013",1,1,1,1,1,1,1,1,1,1,1,1]
[null,"SIN039",1,1,null,1,1,null,1,1,null,1,1]
[null,"SIN060",null,null,1,null,null,1,null,null,1,null,null,1]
[null,"SIN076",1,1,null,1,1,null,1,1,null,1,1]
[null,"SIN079",1,1,null,1,1,null,1,1,null,1,1]
[null,"SIN081",1,1,null,1,1,null,1,1,null,1,1]
[null,"SIN090",1,null,null,1,null,null,1,null,null,1]
[null,"SIN095",1,1,null,1,1,null,1,1,null,1,1]
[null,"SIN110",1,null,1,1,null,1,1,null,1,1,null,1]
[null,"SIN115",1,1,null,1,1,null,1,1,null,1,1]
[null,"SIN901",null,null,1,null,null,1,null,null,1,null,null,1]
[null,"SIN976",null,null,1,null,null,1,null,null,1,null,null,1]
[null,"SLO004",1,null,null,1,null,null,1,null,null,1]
[null,"SMC001",1,null,null,1,null,null,1,null,null,1]
[null,"SMC003",1,null,null,1,null,null,1,null,null,1]
[null,"SMC013",1,null,null,1,null,null,1,null,null,1]
[null,"SMC023",1,null,null,1,null,null,1,null,null,1]
[null,"SMC051",1,null,null,1,null,null,1,null,null,1]
[null,"SMF011",1,null,null,1,null,null,1,null,null,1]
[null,"SMT011",1,null,null,1,null,null,1,null,null,1]
[null,"SMW056",1,null,null,1,null,null,1,null,null,1]
[null,"SMW069",1,null,null,1,null,null,1,null,null,1]
[null,"SMW081",1,null,null,1,null,null,1,null,null,1]
[null,"SNS515",null,null,1,null,null,1,null,null,1,null,null,1]
[null,"SNS516",1,null,null,1,null,null,1,null,null,1]
[null,"SNS700",1,null,null,1,null,null,1,null,null,1]
[null,"SNS702",null,1,null,null,1,null,null,1,null,null,1]
[null,"SNS704",1,null,null,1,null,null,1,null,null,1]
[null,"SNS706",null,1,null,null,1,null,null,1,null,null,1]
[null,"SNS750",null,1,null,null,1,null,null,1,null,null,1]
[null,"SNS753",1,1,null,1,1,null,1,1,null,1,1]
[null,"SNS754",null,1,null,null,1,null,null,1,null,null,1]
[null,"SNS755",null,1,null,null,1,null,null,1,null,null,1]
[null,"SNS756",1,null,null,1,null,null,1,null,null,1]
[null,"SNS757",1,null,null,1,null,null,1,null,null,1]
[null,"SNZ9120",1,null,null,1,null,null,1,null,null,1]
[null,"SNZ9140",1,null,null,1,null,null,1,null,null,1]
[null,"SNZ9180",1,null,null,1,null,null,1,null,null,1]
[null,"SNZ9220",1,null,null,1,null,null,1,null,null,1]
[null,"SNZ9240",1,null,null,1,null,null,1,null,null,1]
[null,"SPA052",1,null,null,1,null,null,1,null,null,1]
[null,"SPE006",1,null,null,1,null,null,1,null,null,1]
[null,"SPE007",1,null,null,1,null,null,1,null,null,1]
[null,"SPE008",1,null,null,1,null,null,1,null,null,1]
[null,"SPH002",1,1,null,1,1,null,1,1,null,1,1]
[null,"SPI008",null,1,null,null,1,null,null,1,null,null,1]
[null,"SPI010",1,1,null,1,1,null,1,1,null,1,1]
[null,"SPR001",1,null,1,1,null,1,1,null,1,1,null,1]
[null,"SPR003",1,null,null,1,null,null,1,null,null,1]
[null,"SS0001",null,null,1,null,null,1,null,null,1,null,null,1]
[null,"STA101",1,null,null,1,null,null,1,null,null,1]
[null,"STA102",1,null,null,1,null,null,1,null,null,1]
[null,"STA123",1,null,null,1,null,null,1,null,null,1]
[null,"STA125",1,null,null,1,null,null,1,null,null,1]
[null,"STA142",1,null,null,1,null,null,1,null,null,1]
[null,"STA145",1,null,null,1,null,null,1,null,null,1]
[null,"STA185",1,null,null,1,null,null,1,null,null,1]
[null,"STA237",1,1,null,1,1,null,1,1,null,1,1]
[null,"STA9230",1,null,null,1,null,null,1,null,null,1]
[null,"STC001",1,1,null,1,1,null,1,1,null,1,1]
[null,"STC002",1,1,null,1,1,null,1,1,null,1,1]
[null,"STC003",1,1,null,1,1,null,1,1,null,1,1]
[null,"STC006",1,null,null,1,null,null,1,null,null,1]
[null,"STC010",1,null,null,1,null,null,1,null,null,1]
[null,"STC013",1,null,null,1,null,null,1,null,null,1]
[null,"STC016",1,null,null,1,null,null,1,null,null,1]
[null,"STC9406",1,null,null,1,null,null,1,null,null,1]
[null,"STD001",null,1,null,null,1,null,null,1,null,null,1]
[null,"STD031",null,1,null,null,1,null,null,1,null,null,1]
[null,"STD113",1,null,null,1,null,null,1,null,null,1]
[null,"STD132",1,null,null,1,null,null,1,null,null,1]
[null,"STD133",1,null,null,1,null,null,1,null,null,1]
[null,"STD175",null,1,null,null,1,null,null,1,null,null,1]
[null,"STD177",null,1,null,null,1,null,null,1,null,null,1]
[null,"STD179",null,1,null,null,1,null,null,1,null,null,1]
[null,"STD275",1,null,null,1,null,null,1,null,null,1]
[null,"STD276",1,null,null,1,null,null,1,null,null,1]
[null,"STE020",1,null,1,1,null,1,1,null,1,1,null,1]
[null,"STF124",null,1,null,null,1,null,null,1,null,null,1]
[null,"STF125",1,1,null,1,1,null,1,1,null,1,1]
[null,"STF126",null,1,null,null,1,null,null,1,null,null,1]
[null,"STF127",1,1,null,1,1,null,1,1,null,1,1]
[null,"STF128",1,1,null,1,1,null,1,1,null,1,1]
[null,"STF129",null,1,null,null,1,null,null,1,null,null,1]
[null,"STF130",1,null,null,1,null,null,1,null,null,1]
[null,"STF136",1,null,null,1,null,null,1,null,null,1]
[null,"STF141",1,null,null,1,null,null,1,null,null,1]
[null,"STF149",1,1,null,1,1,null,1,1,null,1,1]
[null,"STF150",1,null,null,1,null,null,1,null,null,1]
[null,"STF151",1,null,null,1,null,null,1,null,null,1]
[null,"STF156",null,1,1,null,1,1,null,1,1,null,1,1]
[null,"STF158",1,1,null,1,1,null,1,1,null,1,1]
[null,"STF161",1,null,null,1,null,null,1,null,null,1]
[null,"STF162",1,1,null,1,1,null,1,1,null,1,1]
[null,"STF164",1,null,1,1,null,1,1,null,1,1,null,1]
[null,"STF165",1,null,null,1,null,null,1,null,null,1]
[null,"STF181",1,1,null,1,1,null,1,1,null,1,1]
[null,"STF200",1,1,null,1,1,null,1,1,null,1,1]
[null,"STF205",1,1,null,1,1,null,1,1,null,1,1]
[null,"STF206",1,1,null,1,1,null,1,1,null,1,1]
[null,"STF211",1,1,null,1,1,null,1,1,null,1,1]
[null,"STF213",1,1,null,1,1,null,1,1,null,1,1]
[null,"STF233",1,null,null,1,null,null,1,null,null,1]
[null,"STF270",1,1,1,1,1,1,1,1,1,1,1,1]
[null,"STF274",1,1,null,1,1,null,1,1,null,1,1]
[null,"STF275",1,1,null,1,1,null,1,1,null,1,1]
[null,"STF280",null,1,1,null,1,1,null,1,1,null,1,1]
[null,"STF281",null,null,1,null,null,1,null,null,1,null,null,1]
[null,"STF286",1,1,null,1,1,null,1,1,null,1,1]
[null,"STF290",1,1,1,1,1,1,1,1,1,1,1,1]
[null,"STF292",null,1,null,null,1,null,null,1,null,null,1]
[null,"STF300",1,null,1,1,null,1,1,null,1,1,null,1]
[null,"STF900",null,null,1,null,null,1,null,null,1,null,null,1]
[null,"STF905",1,null,null,1,null,null,1,null,null,1]
[null,"STF906",1,null,null,1,null,null,1,null,null,1]
[null,"STF932",null,null,1,null,null,1,null,null,1,null,null,1]
[null,"STF942",null,null,1,null,null,1,null,null,1,null,null,1]
[null,"STO001",1,null,null,1,null,null,1,null,null,1]
[null,"STO002",1,null,null,1,null,null,1,null,null,1]
[null,"STO003",1,null,null,1,null,null,1,null,null,1]
[null,"STO006",1,null,null,1,null,null,1,null,null,1]
[null,"STO007",1,null,null,1,null,null,1,null,null,1]
[null,"STO008",1,null,null,1,null,null,1,null,null,1]
[null,"STO013",1,null,null,1,null,null,1,null,null,1]
[null,"STO023",1,null,null,1,null,null,1,null,null,1]
[null,"SUC001",1,null,null,1,null,null,1,null,null,1]
[null,"SUC002",1,null,null,1,null,null,1,null,null,1]
[null,"SUC004",1,null,null,1,null,null,1,null,null,1]
[null,"SUC005",1,null,null,1,null,null,1,null,null,1]
[null,"SUC902",1,null,null,1,null,null,1,null,null,1]
[null,"SUC9020",1,null,null,1,null,null,1,null,null,1]
[null,"SUR008",1,null,null,1,null,null,1,null,null,1]
[null,"SUR015",1,null,null,1,null,null,1,null,null,1]
[null,"SW0003",null,null,1,null,null,1,null,null,1,null,null,1]
[null,"SWC001",1,null,null,1,null,null,1,null,null,1]
[null,"SWC014",1,null,1,1,null,1,1,null,1,1,null,1]
[null,"SWC015",1,null,null,1,null,null,1,null,null,1]
[null,"SWC016",1,null,null,1,null,null,1,null,null,1]
[null,"SWC025",1,null,null,1,null,null,1,null,null,1]
[null,"SWC031",1,null,1,1,null,1,1,null,1,1,null,1]
[null,"SWC034",1,null,null,1,null,null,1,null,null,1]
[null,"SWC055",1,null,null,1,null,null,1,null,null,1]
[null,"SWC062",1,null,null,1,null,null,1,null,null,1]
[null,"SWC076",1,null,null,1,null,null,1,null,null,1]
[null,"SWC080",1,null,null,1,null,null,1,null,null,1]
[null,"SWC910",1,null,null,1,null,null,1,null,null,1]
[null,"SWC9310",1,null,null,1,null,null,1,null,null,1]
[null,"SYR001",1,null,null,1,null,null,1,null,null,1]
[null,"SYR002",1,null,null,1,null,null,1,null,null,1]
[null,"SYR003",1,null,null,1,null,null,1,null,null,1]
[null,"SYR004",1,null,null,1,null,null,1,null,null,1]
[null,"SYR005",1,null,null,1,null,null,1,null,null,1]
[null,"TAB002",1,null,null,1,null,null,1,null,null,1]
[null,"TAB003",1,null,null,1,null,null,1,null,null,1]
[null,"TAB004",1,null,null,1,null,null,1,null,null,1]
[null,"TAB005",1,null,null,1,null,null,1,null,null,1]
[null,"TAB007",1,null,null,1,null,null,1,null,null,1]
[null,"TAB008",1,null,null,1,null,null,1,null,null,1]
[null,"TAB011",1,null,null,1,null,null,1,null,null,1]
[null,"TAB012",1,null,null,1,null,null,1,null,null,1]
[null,"TAB014",1,null,null,1,null,null,1,null,null,1]
[null,"TAB028",1,null,null,1,null,null,1,null,null,1]
[null,"TAB030",1,null,null,1,null,null,1,null,null,1]
[null,"TAB035",1,null,null,1,null,null,1,null,null,1]
[null,"TAB047",1,null,null,1,null,null,1,null,null,1]
[null,"TAB048",1,null,null,1,null,null,1,null,null,1]
[null,"TAB053",1,null,null,1,null,null,1,null,null,1]
[null,"TAB055",1,null,null,1,null,null,1,null,null,1]
[null,"TAB056",1,null,null,1,null,null,1,null,null,1]
[null,"TAB060",1,null,null,1,null,null,1,null,null,1]
[null,"TAB063",1,null,null,1,null,null,1,null,null,1]
[null,"TAB071",1,null,null,1,null,null,1,null,null,1]
[null,"TAB073",1,null,null,1,null,null,1,null,null,1]
[null,"TAB080",1,1,null,1,1,null,1,1,null,1,1]
[null,"TAB080A",null,null,1,null,null,1,null,null,null,null,null,1]
[null,"TAB095",1,null,null,1,null,null,1,null,null,1]
[null,"TAB109",1,null,null,1,null,null,1,null,null,1]
[null,"TAB122",1,null,null,1,null,null,1,null,null,1]
[null,"TAB123",1,null,null,1,null,null,1,null,null,1]
[null,"TAB179",1,null,null,1,null,null,1,null,null,1]
[null,"TAB192",1,null,null,1,null,null,1,null,null,1]
[null,"TAB9480",1,null,null,1,null,null,1,null,null,1]
[null,"TAB951",null,1,null,null,1,null,null,1,null,null,1]
[null,"TAB965",null,null,1,null,null,1,null,null,null,null,null,1]
[null,"TAB9710",1,null,null,1,null,null,1,null,null,1]
[null,"TAB9750",1,null,null,1,null,null,1,null,null,1]
[null,"TAN010",1,null,null,1,null,null,1,null,null,1]
[null,"TAP022",1,null,null,1,null,null,1,null,null,1]
[null,"TAP023",1,null,null,1,null,null,1,null,null,1]
[null,"TAP035",1,null,null,1,null,null,1,null,null,1]
[null,"TAP060",1,null,null,1,null,null,1,null,null,1]
[null,"TAP289",1,null,null,1,null,null,1,null,null,1]
[null,"TAP337",1,null,null,1,null,null,1,null,null,1]
[null,"TAP343",1,null,null,1,null,null,1,null,null,1]
[null,"TAP345",1,null,null,1,null,null,1,null,null,1]
[null,"TAP347",1,null,null,1,null,null,1,null,null,1]
[null,"TAP359",1,null,null,1,null,null,1,null,null,1]
[null,"TAP360",1,null,null,1,null,null,1,null,null,1]
[null,"TAP365",1,null,null,1,null,null,1,null,null,1]
[null,"TAP399",1,null,null,1,null,null,1,null,null,1]
[null,"TAP401",1,null,null,1,null,null,1,null,null,1]
[null,"TAP415",1,null,null,1,null,null,1,null,null,1]
[null,"TAP419",1,null,null,1,null,null,1,null,null,1]
[null,"TAP426",1,null,null,1,null,null,1,null,null,1]
[null,"TAP429",1,null,null,1,null,null,1,null,null,1]
[null,"TAP430",1,null,null,1,null,null,1,null,null,1]
[null,"TAP440",1,null,null,1,null,null,1,null,null,1]
[null,"TAP809",1,null,null,1,null,null,1,null,null,1]
[null,"TAP817",1,null,null,1,null,null,1,null,null,1]
[null,"TAP819",1,null,null,1,null,null,1,null,null,1]
[null,"TAP824",1,null,null,1,null,null,1,null,null,1]
[null,"TAP851",1,null,null,1,null,null,1,null,null,1]
[null,"TAP885",1,null,null,1,null,null,1,null,null,1]
[null,"TAP892",1,null,null,1,null,null,1,null,null,1]
[null,"TAP894",1,null,null,1,null,null,1,null,null,1]
[null,"TAP900",null,null,1,null,null,1,null,null,1,null,null,1]
[null,"TEL003",null,1,null,null,1,null,null,1,null,null,1]
[null,"TEL015",1,null,null,1,null,null,1,null,null,1]
[null,"TEL018",null,1,1,null,1,1,null,1,1,null,1,1]
[null,"TES9401",1,null,null,1,null,null,1,null,null,1]
[null,"TES9402",1,null,null,1,null,null,1,null,null,1]
[null,"TES9405",1,null,null,1,null,null,1,null,null,1]
[null,"TES9406",1,null,null,1,null,null,1,null,null,1]
[null,"TES9407",1,null,null,1,null,null,1,null,null,1]
[null,"TES9408",1,null,null,1,null,null,1,null,null,1]
[null,"TES9409",1,null,null,1,null,null,1,null,null,1]
[null,"TES9410",1,null,null,1,null,null,1,null,null,1]
[null,"TES9411",1,null,null,1,null,null,1,null,null,1]
[null,"TES9412",1,null,null,1,null,null,1,null,null,1]
[null,"TES9413",1,null,null,1,null,null,1,null,null,1]
[null,"TES9414",1,null,null,1,null,null,1,null,null,1]
[null,"TES9415",1,null,null,1,null,null,1,null,null,1]
[null,"TES9416",1,null,null,1,null,null,1,null,null,1]
[null,"TES9417",1,null,null,1,null,null,1,null,null,1]
[null,"TES9418",1,null,null,1,null,null,1,null,null,1]
[null,"TES9419",1,null,null,1,null,null,1,null,null,1]
[null,"TES9420",1,null,null,1,null,null,1,null,null,1]
[null,"TES9421",1,null,null,1,null,null,1,null,null,1]
[null,"TES9422",1,null,null,1,null,null,1,null,null,1]
[null,"TES9423",1,null,null,1,null,null,1,null,null,1]
[null,"TES9424",1,null,null,1,null,null,1,null,null,1]
[null,"TES9425",1,null,null,1,null,null,1,null,null,1]
[null,"TES9426",1,null,null,1,null,null,1,null,null,1]
[null,"TES9427",1,null,null,1,null,null,1,null,null,1]
[null,"TES9428",1,null,null,1,null,null,1,null,null,1]
[null,"TES9429",1,null,null,1,null,null,1,null,null,1]
[null,"TES9430",1,null,null,1,null,null,1,null,null,1]
[null,"TES9431",1,null,null,1,null,null,1,null,null,1]
[null,"TES9432",1,null,null,1,null,null,1,null,null,1]
[null,"TES9433",1,null,null,1,null,null,1,null,null,1]
[null,"TES9434",1,null,null,1,null,null,1,null,null,1]
[null,"TES9435",1,null,null,1,null,null,1,null,null,1]
[null,"TES9436",1,null,null,1,null,null,1,null,null,1]
[null,"TES9437",1,null,null,1,null,null,1,null,null,1]
[null,"TES9439",1,null,null,1,null,null,1,null,null,1]
[null,"TES9440",1,null,null,1,null,null,1,null,null,1]
[null,"TES9442",1,null,null,1,null,null,1,null,null,1]
[null,"TES9444",1,null,null,1,null,null,1,null,null,1]
[null,"TES9445",1,null,null,1,null,null,1,null,null,1]
[null,"TES9446",1,null,null,1,null,null,1,null,null,1]
[null,"TES9447",1,null,null,1,null,null,1,null,null,1]
[null,"TES9448",1,null,null,1,null,null,1,null,null,1]
[null,"TES9449",1,null,null,1,null,null,1,null,null,1]
[null,"TES9450",1,null,null,1,null,null,1,null,null,1]
[null,"TES9451",1,null,null,1,null,null,1,null,null,1]
[null,"TES9452",1,null,null,1,null,null,1,null,null,1]
[null,"THE005",1,null,null,1,null,null,1,null,null,1]
[null,"THE9790",1,null,null,1,null,null,1,null,null,1]
[null,"TL0025",null,null,1,null,null,1,null,null,null,null,null,1]
[null,"TO0013",null,null,1,null,null,1,null,null,1]
[null,"TOA003",1,null,null,1,null,null,1,null,null,1]
[null,"TOU9750",1,null,null,1,null,null,1,null,null,1]
[null,"TOY9610",1,null,null,1,null,null,1,null,null,1]
[null,"TOY9620",1,null,null,1,null,null,1,null,null,1]
[null,"TRA019",null,1,null,null,1,null,null,1,null,null,1]
[null,"TRA022",null,1,null,null,1,null,null,1,null,null,1]
[null,"TRA024",null,1,null,null,1,null,null,1,null,null,1]
[null,"TRA027",1,null,1,1,null,1,1,null,1,1,null,1]
[null,"TRA041",1,1,null,1,1,null,1,1,null,1,1]
[null,"TRA051",1,null,null,1,null,null,1,null,null,1]
[null,"TRA061",1,null,null,1,null,null,1,null,null,1]
[null,"TRA100",1,1,null,1,1,null,1,1,null,1,1]
[null,"TRA101",null,1,null,null,1,null,null,1,null,null,1]
[null,"TRA104",null,1,null,null,1,null,null,1,null,null,1]
[null,"TRA108",1,null,null,1,null,null,1,null,null,1]
[null,"TRA110",1,null,null,1,null,null,1,null,null,1]
[null,"TRA112",1,null,null,1,null,null,1,null,null,1]
[null,"TRA113",1,null,null,1,null,null,1,null,null,1]
[null,"TRA114",null,null,1,null,null,1,null,null,1,null,null,1]
[null,"TRA121",null,1,null,null,1,null,null,1,null,null,1]
[null,"TRA122",null,1,null,null,1,null,null,1,null,null,1]
[null,"TRA125",1,1,null,1,1,null,1,1,null,1,1]
[null,"TRA128",null,1,null,null,1,null,null,1,null,null,1]
[null,"TRA131",null,1,null,null,1,null,null,1,null,null,1]
[null,"TRA133",null,1,null,null,1,null,null,1,null,null,1]
[null,"TRA135",1,1,null,1,1,null,1,1,null,1,1]
[null,"TRA136",null,1,null,null,1,null,null,1,null,null,1]
[null,"TRA137",1,null,null,1,null,null,1,null,null,1]
[null,"TRA140",1,1,null,1,1,null,1,1,null,1,1]
[null,"TRA141",1,1,null,1,1,null,1,1,null,1,1]
[null,"TRA142",1,1,null,1,1,null,1,1,null,1,1]
[null,"TRA145",1,null,null,1,null,null,1,null,null,1]
[null,"TRA147",1,null,null,1,null,null,1,null,null,1]
[null,"TRA167",1,null,null,1,null,null,1,null,null,1]
[null,"TRA168",1,null,null,1,null,null,1,null,null,1]
[null,"TRA169",1,null,null,1,null,null,1,null,null,1]
[null,"TRA174",1,null,null,1,null,null,1,null,null,1]
[null,"TRA175",1,null,null,1,null,null,1,null,null,1]
[null,"TRA183",1,null,null,1,null,null,1,null,null,1]
[null,"TRA204",1,1,null,1,1,null,1,1,null,1,1]
[null,"TRA205",1,null,null,1,null,null,1,null,null,1]
[null,"TRA901",null,null,1,null,null,1,null,null,1,null,null,1]
[null,"TRA902",null,null,1,null,null,1,null,null,1,null,null,1]
[null,"TRA9023",1,null,null,1,null,null,1,null,null,1]
[null,"TRA9024",1,null,null,1,null,null,1,null,null,1]
[null,"TRA903",null,null,1,null,null,1,null,null,1,null,null,1]
[null,"TRA904",null,null,1,null,null,1,null,null,1,null,null,1]
[null,"TRA906",null,null,1,null,null,1,null,null,1,null,null,1]
[null,"TRA907",null,null,1,null,null,1,null,null,1,null,null,1]
[null,"TRF002",1,null,null,1,null,null,1,null,null,1]
[null,"TRN007",1,null,null,1,null,null,1,null,null,1]
[null,"TRO010",1,null,null,1,null,null,1,null,null,1]
[null,"TRO021",1,null,null,1,null,null,1,null,null,1]
[null,"TRO068",1,null,null,1,null,null,1,null,null,1]
[null,"TRO070",1,null,null,1,null,null,1,null,null,1]
[null,"TRO130",1,null,null,1,null,null,1,null,null,1]
[null,"TRO131",1,null,null,1,null,null,1,null,null,1]
[null,"TRO133",1,null,null,1,null,null,1,null,null,1]
[null,"TRO135",1,null,null,1,null,null,1,null,null,1]
[null,"TRO136",1,null,null,1,null,null,1,null,null,1]
[null,"TRO139",1,null,null,1,null,null,1,null,null,1]
[null,"TRO181",1,null,null,1,null,null,1,null,null,1]
[null,"TRO183",1,null,null,1,null,null,1,null,null,1]
[null,"TRO201",1,null,null,1,null,null,1,null,null,1]
[null,"TRO203",1,null,null,1,null,null,1,null,null,1]
[null,"TRO204",1,null,null,1,null,null,1,null,null,1]
[null,"TRO205",1,null,null,1,null,null,1,null,null,1]
[null,"TRO208",1,null,null,1,null,null,1,null,null,1]
[null,"TRO232",1,null,null,1,null,null,1,null,null,1]
[null,"TRO235",1,null,null,1,null,null,1,null,null,1]
[null,"TRO236",1,null,null,1,null,null,1,null,null,1]
[null,"TRO252",1,null,null,1,null,null,1,null,null,1]
[null,"TRO253",1,null,null,1,null,null,1,null,null,1]
[null,"TRO263",1,null,null,1,null,null,1,null,null,1]
[null,"TRO264",1,null,null,1,null,null,1,null,null,1]
[null,"TRO266",1,null,null,1,null,null,1,null,null,1]
[null,"TRO269",1,null,null,1,null,null,1,null,null,1]
[null,"TRO270",1,null,null,1,null,null,1,null,null,1]
[null,"TRO275",1,null,null,1,null,null,1,null,null,1]
[null,"TRO281",1,null,null,1,null,null,1,null,null,1]
[null,"TRO282",1,null,null,1,null,null,1,null,null,1]
[null,"TRO283",1,null,null,1,null,null,1,null,null,1]
[null,"TRO301",1,null,null,1,null,null,1,null,null,1]
[null,"TRO310",1,null,null,1,null,null,1,null,null,1]
[null,"TRO315",1,null,null,1,null,null,1,null,null,1]
[null,"TRO372",1,null,null,1,null,null,1,null,null,1]
[null,"TRO397",1,null,null,1,null,null,1,null,null,1]
[null,"TRO421",null,null,1,null,null,1,null,null,1,null,null,1]
[null,"TRO601",1,1,null,1,1,null,1,1,null,1,1]
[null,"TRO602",1,1,null,1,1,null,1,1,null,1,1]
[null,"TRO603",1,null,1,1,null,1,1,null,1,1,null,1]
[null,"TRO9347",1,null,null,1,null,null,1,null,null,1]
[null,"TRO9348",1,null,null,1,null,null,1,null,null,1]
[null,"TRO9668",1,null,null,1,null,null,1,null,null,1]
[null,"TRO9830",1,null,null,1,null,null,1,null,null,1]
[null,"TRO9970",1,null,null,1,null,null,1,null,null,1]
[null,"TRU002",1,null,null,1,null,null,1,null,null,1]
[null,"TRU013",1,null,null,1,null,null,1,null,null,1]
[null,"TRU025",1,null,null,1,null,null,1,null,null,1]
[null,"TRU122",1,null,null,1,null,null,1,null,null,1]
[null,"TRU132",1,null,null,1,null,null,1,null,null,1]
[null,"TVM003",1,null,null,1,null,null,1,null,null,1]
[null,"TVM004",1,null,null,1,null,null,1,null,null,1]
[null,"TVM006",1,null,null,1,null,null,1,null,null,1]
[null,"ULT004",1,null,null,1,null,null,1,null,null,1]
[null,"ULT015",1,null,null,1,null,null,1,null,null,1]
[null,"ULT017",1,null,null,1,null,null,1,null,null,1]
[null,"ULT9323",1,null,null,1,null,null,1,null,null,1]
[null,"UPS006",1,null,null,1,null,null,1,null,null,1]
[null,"UPS007",1,null,null,1,null,null,1,null,null,1]
[null,"UPS010",1,null,null,1,null,null,1,null,null,1]
[null,"UPS901",null,null,1,null,null,1,null,null,1,null,null,1]
[null,"URO9381",1,null,null,1,null,null,1,null,null,1]
[null,"URO9780",1,null,null,1,null,null,1,null,null,1]
[null,"VC0005",null,null,1,null,null,1,null,null,null,null,null,1]
[null,"VEN001",1,null,null,1,null,null,1,null,null,1]
[null,"VEN002",1,null,null,1,null,null,1,null,null,1]
[null,"VEN003",1,null,null,1,null,null,1,null,null,1]
[null,"VEN024",1,null,null,1,null,null,1,null,null,1]
[null,"VEN025",1,null,null,1,null,null,1,null,null,1]
[null,"VEN033",1,null,null,1,null,null,1,null,null,1]
[null,"VEN038",1,null,null,1,null,null,1,null,null,1]
[null,"VEN9820",1,null,null,1,null,null,1,null,null,1]
[null,"VEN9821",1,null,null,1,null,null,1,null,null,1]
[null,"VEN9823",1,null,null,1,null,null,1,null,null,1]
[null,"VEN9829",1,null,null,1,null,null,1,null,null,1]
[null,"VIC001",1,null,null,1,null,null,1,null,null,1]
[null,"WAR002",1,null,null,1,null,null,1,null,null,1]
[null,"WAR004",1,null,null,1,null,null,1,null,null,1]
[null,"WAR009",1,null,null,1,null,null,1,null,null,1]
[null,"WAR051",1,null,null,1,null,null,1,null,null,1]
[null,"WAR053",1,null,null,1,null,null,1,null,null,1]
[null,"WAR058",1,null,null,1,null,null,1,null,null,1]
[null,"WAR9410",1,null,null,1,null,null,1,null,null,1]
[null,"WAS014",1,null,null,1,null,null,1,null,null,1]
[null,"WAS021",1,null,1,1,null,1,1,null,null,1,null,1]
[null,"WAS022",null,1,1,null,1,1,null,1,null,null,1,1]
[null,"WAS037",1,null,null,1,null,null,1,null,null,1]
[null,"WAS038",1,null,null,1,null,null,1,null,null,1]
[null,"WAS051",1,1,1,1,1,1,1,1,1,1,1,1]
[null,"WAS065",1,1,null,1,1,null,1,1,null,1,1]
[null,"WAS070",1,1,null,1,1,null,1,1,null,1,1]
[null,"WAS100",1,1,null,1,1,null,1,1,null,1,1]
[null,"WAS101",1,1,null,1,1,null,1,1,null,1,1]
[null,"WAS102",1,1,null,1,1,null,1,1,null,1,1]
[null,"WAS103",1,1,null,1,1,null,1,1,null,1,1]
[null,"WAS105",1,1,1,1,1,1,1,1,1,1,1,1]
[null,"WAS107",1,1,null,1,1,null,1,1,null,1,1]
[null,"WAS108",1,1,null,1,1,null,1,1,null,1,1]
[null,"WAS110",1,1,1,1,1,1,1,1,1,1,1,1]
[null,"WAS112",1,1,null,1,1,null,1,1,null,1,1]
[null,"WAS113",null,1,null,null,1,null,null,1,null,null,1]
[null,"WAS115",null,1,null,null,1,null,null,1,null,null,1]
[null,"WAS116",null,1,null,null,1,null,null,1,null,null,1]
[null,"WAS117",null,1,null,null,1,null,null,1,null,null,1]
[null,"WAS125",null,1,null,null,1,null,null,1,null,null,1]
[null,"WAS901",null,1,null,null,1,null,null,1,null,null,1]
[null,"WAS905",null,null,1,null,null,1,null,null,1,null,null,1]
[null,"WAS913",null,null,1,null,null,1,null,null,1,null,null,1]
[null,"WAS9130",1,null,null,1,null,null,1,null,null,1]
[null,"WAS927",null,null,1,null,null,1,null,null,1,null,null,1]
[null,"WAS9393",1,null,null,1,null,null,1,null,null,1]
[null,"WAT003",1,1,null,1,1,null,1,1,null,1,1]
[null,"WAT005",1,1,null,1,1,null,1,1,null,1,1]
[null,"WAT008",1,null,null,1,null,null,1,null,null,1]
[null,"WAT015",1,1,1,1,1,1,1,1,1,1,1,1]
[null,"WCA010",1,null,1,1,null,1,1,null,1,1,null,1]
[null,"WCA012",null,null,1,null,null,1,null,null,1,null,null,1]
[null,"WCA901",null,null,1,null,null,1,null,null,1,null,null,1]
[null,"WCH001",1,null,null,1,null,null,1,null,null,1]
[null,"WCH005",1,null,null,1,null,null,1,null,null,1]
[null,"WKT120",1,1,null,1,1,null,1,1,null,1,1]
[null,"WKT122",1,null,null,1,null,null,1,null,null,1]
[null,"WKT124",1,1,null,1,1,null,1,1,null,1,1]
[null,"WKT128",1,1,null,1,1,null,1,1,null,1,1]
[null,"WKT133",null,1,null,null,1,null,null,1,null,null,1]
[null,"WKT140",1,1,null,1,1,null,1,1,null,1,1]
[null,"WKT142",null,1,null,null,1,null,null,1,null,null,1]
[null,"WKT143",1,null,null,1,null,null,1,null,null,1]
[null,"WKT144",1,1,null,1,1,null,1,1,null,1,1]
[null,"WKT146",1,1,null,1,1,null,1,1,null,1,1]
[null,"WKT148",1,1,null,1,1,null,1,1,null,1,1]
[null,"WKT149",1,1,null,1,1,null,1,1,null,1,1]
[null,"WKT150",1,1,null,1,1,null,1,1,null,1,1]
[null,"WKT152",1,1,null,1,1,null,1,1,null,1,1]
[null,"WKT156",1,null,null,1,null,null,1,null,null,1]
[null,"WKT263",1,null,null,1,null,null,1,null,null,1]
[null,"WKT304",1,1,null,1,1,null,1,1,null,1,1]
[null,"WKT309",1,1,null,1,1,null,1,1,null,1,1]
[null,"WKT314",1,1,null,1,1,null,1,1,null,1,1]
[null,"WKT406",null,1,null,null,1,null,null,1,null,null,1]
[null,"WKT416",null,1,null,null,1,null,null,1,null,null,1]
[null,"WKT447",null,1,null,null,1,null,null,1,null,null,1]
[null,"WKT449",1,1,null,1,1,null,1,1,null,1,1]
[null,"WKT451",null,1,1,null,1,1,null,1,1,null,1,1]
[null,"WKT470",1,1,null,1,1,null,1,1,null,1,1]
[null,"WKT476",1,1,null,1,1,null,1,1,null,1,1]
[null,"WKT485",1,null,null,1,null,null,1,null,null,1]
[null,"WKT488",1,1,null,1,1,null,1,1,null,1,1]
[null,"WKT505",1,null,null,1,null,null,1,null,null,1]
[null,"WKT512",1,1,null,1,1,null,1,1,null,1,1]
[null,"WKT520",null,1,null,null,1,null,null,1,null,null,1]
[null,"WKT908",null,null,1,null,null,1,null,null,1,null,null,1]
[null,"WKT980",null,null,1,null,null,1,null,null,1,null,null,1]
[null,"WOR005",null,1,null,null,1,null,null,1,null,null,1]
[null,"WOR009",1,null,null,1,null,null,1,null,null,1]
[null,"WOR022",null,1,1,null,1,1,null,1,1,null,1,1]
[null,"WOR032",null,1,null,null,1,null,null,1,null,null,1]
[null,"WOR036",1,1,null,1,1,null,1,1,null,1,1]
[null,"WOR037",1,null,null,1,null,null,1,null,null,1]
[null,"WOR038",null,1,null,null,1,null,null,1,null,null,1]
[null,"WOR041",1,null,null,1,null,null,1,null,null,1]
[null,"WOR043",null,1,1,null,1,1,null,1,1,null,1,1]
[null,"WOR044",null,1,null,null,1,null,null,1,null,null,1]
[null,"WOR052",1,null,null,1,null,null,1,null,null,1]
[null,"WOR059",1,null,null,1,null,null,1,null,null,1]
[null,"WOR061",1,null,null,1,null,null,1,null,null,1]
[null,"WOR066",1,null,null,1,null,null,1,null,null,1]
[null,"WOR069",1,null,null,1,null,null,1,null,null,1]
[null,"WOR073",1,1,null,1,1,null,1,1,null,1,1]
[null,"WOR078",null,1,null,null,1,null,null,1,null,null,1]
[null,"WOR088",1,null,null,1,null,null,1,null,null,1]
[null,"WOR092",null,1,null,null,1,null,null,1,null,null,1]
[null,"WOR115",null,1,null,null,1,null,null,1,null,null,1]
[null,"WOR119",1,1,null,1,1,null,1,1,null,1,1]
[null,"WOR126",1,null,null,1,null,null,1,null,null,1]
[null,"WOR129",1,null,null,1,null,null,1,null,null,1]
[null,"WOR130",1,1,null,1,1,null,1,1,null,1,1]
[null,"WOR188",1,null,null,1,null,null,1,null,null,1]
[null,"WOR190",1,null,null,1,null,null,1,null,null,1]
[null,"WOR269",1,null,null,1,null,null,1,null,null,1]
[null,"WOR282",1,null,null,1,null,null,1,null,null,1]
[null,"WOR342",1,1,null,1,1,null,1,1,null,1,1]
[null,"WOR348",null,1,null,null,1,null,null,1,null,null,1]
[null,"WOR349",null,1,null,null,1,null,null,1,null,null,1]
[null,"WOR355",null,1,null,null,1,null,null,1,null,null,1]
[null,"WOR383",null,1,null,null,1,null,null,1,null,null,1]
[null,"WOR687",null,null,1,null,null,1,null,null,1,null,null,1]
[null,"WOR690",null,1,null,null,null,null,null,1]
[null,"WOR697",1,null,null,1,null,null,1,null,null,1]
[null,"WOR753",null,1,null,null,1,null,null,1,null,null,1]
[null,"WOR756",1,1,null,1,1,null,1,1,null,1,1]
[null,"WOR761",1,null,null,1,null,null,1,null,null,1]
[null,"WOR9001",1,null,null,1,null,null,1,null,null,1]
[null,"WOR902",null,null,1,null,null,1,null,null,1,null,null,1]
[null,"WOR926",null,null,1,null,null,1,null,null,1,null,null,1]
[null,"WOR9310",1,null,null,1,null,null,1,null,null,1]
[null,"WOR936",null,null,1,null,null,1,null,null,1,null,null,1]
[null,"WOR9382",1,null,null,1,null,null,1,null,null,1]
[null,"WOR9392",1,null,null,1,null,null,1,null,null,1]
[null,"WOR995",null,null,1,null,null,1,null,null,null,null,null,1]
[null,"WRT237",1,null,null,1,null,null,1,null,null,1]
[null,"WST001",1,1,null,1,1,null,1,1,null,1,1]
[null,"WST014",1,null,null,1,null,null,1,null,null,1]
[null,"XR0004",null,null,1,null,null,1,null,null,1]
[null,"XRA005",1,1,1,1,1,1,1,1,1,1,1]
[null,"XRA007",1,null,null,1,null,null,1,null,null,1]
[null,"XRA010",null,1,1,null,1,1,null,1,1,null,1]
[null,"XRA011",null,1,null,null,1,null,null,1,null,null,1]
[null,"XRA012",null,1,null,null,1,null,null,1,null,null,1]
[null,"XRA013",null,1,null,null,1,null,null,1,null,null,1]
[null,"XRA015",null,1,null,null,1,null,null,1,null,null,1]
[null,"XRA018",null,1,null,null,1,null,null,1,null,null,1]
[null,"XRA030",1,1,null,1,1,null,1,1,null,1,1]
[null,"XRA036",null,1,null,null,1,null,null,1,null,null,1]
[null,"XRA037",null,1,null,null,1,null,null,1,null,null,1]
[null,"XRA9070",1,null,null,1,null,null,1,null,null,1]
[null,"XRA910",null,null,1,null,null,1,null,null,1]
[null,"XRA950",null,1,1,null,1,1,null,1,1,null,1]
[null,"YG0011",null,null,1,null,null,1,null,null,null,null,null,1]
[null,"YQ0028",null,null,1,null,null,1,null,null,1,null,null,1]
[null,"YZ0029",null,null,1,null,null,1,null,null,1,null,null,1]
[null,"(blank)",null,null,40,null,null,40,null,null,40,null,null,40]